## Overview
Company and Licence name, charging year, effective from, status
| Company and Licence name | Year | Effective From | Status
Company and Licence name, charging year, effective from, status | SP Distribution | 2021/22 | 1 April 2021 | Final
List of data tables in this workbook
Worksheet | Information
Annex 1 LV, HV and Unmetered Supplies charges | Annex 1 contains the charges to LV and HV Designated Properties and Unmetered Supplies.
Annex 2 EHV charges | Annex 2 contains the charges to Designated EHV Properties and charges applied to LDNOs with Designated EHV Properties/end-users embedded in networks within the SP Distribution Licence area.
Annex 3 Preserved charges | Annex 3 contains details of any preserved and additional charges that are valid at this time.
Annex 4 LDNO charges | Annex 4 contains charges that are levied on the owner of an embedded network within the SP Distribution Licence area. Electricity suppliers and consumers who have properties connected to an embedded network should contact the embedded network owner to determine their distribution charges. The charges listed in this table are not payable by domestic consumers, business consumers or electricity suppliers.
Annex 5 LLFs | Annex 5 has been intentionally left blank as this charging statement is published a complete year before the LLFs have been audited. The line loss factors that are approved by the BSC Panel for the applicable year and consequently published on the Elexon website will take precedence and be used in Settlement. This annex will be re-published with these values once they are available.
Annex 6 Charges for New or Amended Designated EHV Properties | Annex 6 contains the charges for new or amended Designated EHV Properties and charges applied to LDNOs with new or amended Designated EHV Properties/end-users embedded in networks within the SP Distribution Licence area.
Annex 7 Fixed adders for Supplier of Last Resort and Eligible Bad Debt pass-through costs | Annex 7 contains the fixed adders to recover Supplier of Last Resort and Eligible Bad Debt pass-through costs. The Excess Supplier of Last Resort fixed adder relates to an increase to previously published charges only.
Nodal prices | Contains the underlying [nodal/network group] costs used to calculate the current EDCM charges.
Charge calculator | Charge calculator is a tool to help you estimate your distribution charges using current consumption data and forecast consumption data.
Notes to users of this spreadsheet
Please use this spreadsheet with reference to the LC14 use of system charging statement.
Notes to DNOs populating this spreadsheet
DNOs must endeavour to maintain consistency in the structure of this spreadsheet. Any changes to the structure must be noted in the 'Notes to users of this spreadsheet'
The drop down list on the charge calculator can be expanded by unprotecting the charge calculator sheet and selecting 'data', 'data validation...' and then expanding the 'source' data range. The sheet can then be protected.

## Annex 1 LV, HV and UMS charges
Back to Overview | 'DNOs paste value cells A15:J47 from CDCM 3701 into cells A14:J46
SP Distribution - Effective from 1 April 2021 - Final LV and HV charges
Time Bands for LV and HV Designated Properties | [5 empty] | Time Bands for Unmetered Properties
Time periods | Red Time Band | Amber Time Band |  | Green Time Band |  |  |  | Black Time Band | Yellow Time Band | Green Time Band
Monday to Friday (Including Bank Holidays) All Year | 16.30 - 19.30 | 08.00 - 16.30 19.30 - 22.30 |  | 00.00 - 08.00 22.30 - 00.00 |  | Monday to Friday (Including Bank Holidays) June to August Inclusive |  |  | 08.00 - 22.30 | 00.00 - 08.00 22.30 - 00.00
Saturday and Sunday All Year |  | 16.00 - 20.00 |  | 00.00 - 16.00 20.00 - 00.00 |  | Monday to Friday (Including Bank Holidays) November to February Inclusive |  | 16.30 - 19.30 | 08.00 - 16.30 19.30 - 22.30 | 00.00 - 08.00 22.30 - 00.00
Notes | All the above times are in UK Clock time |  |  |  |  | Monday to Friday (Including Bank Holidays) March, April, May and September, October |  |  | 08.00 - 22.30 | 00.00 - 08.00 22.30 - 00.00
[6 empty] | Saturday and Sunday All year |  |  | 16.00 - 20.00 | 00:00-16:00 20:00-00:00
[6 empty] | Notes |  | All the above times are in UK Clock time
Tariff name | Open LLFCs | PCs | Red/black unit charge p/kWh | Amber/yellow unit charge p/kWh | Green unit charge p/kWh | Fixed charge p/MPAN/day | Capacity charge p/kVA/day | Exceeded capacity charge p/kVA/day | Reactive power charge p/kVArh | Closed LLFCs
Domestic Aggregated | 100, 101, 110, 111, 114, 115, 118, 119, 120, 121, 160, 161, 162, 163, 180 | 1-2 | 10.155 | 2.03 | 1.17 | 4.76
Domestic Aggregated (related MPAN) | 112, 113, 116, 117, 132, 133, 136, 137, 164, 165, 166 | 2 | 10.155 | 2.03 | 1.17 |  |  |  |  | 130, 134, 135
Non-Domestic Aggregated | 201, 204, 221, 224, 260, 280 | 0, 3, 4 or 5-8 | 11.609 | 2.173 | 1.174 | 6.04 |  |  |  | 200, 202, 203, 205, 220, 222, 400, 401, 402, 404
Non-Domestic Aggregated (related MPAN) | 225, 240, 241, 301, 302 | 4 | 11.609 | 2.173 | 1.174 |  |  |  |  | 223, 242, 243, 244, 245, 246
LV Site Specific | 500, 504 | 0 | 8.181 | 1.813 | 1.163 | 23.42 | 2.5 | 3.69 | 0.235
LV Sub Site Specific | 506, 507 | 0 | 5.309 | 1.501 | 1.154 | 8.39 | 4.51 | 5.14 | 0.137
HV Site Specific | 501, 505 | 0 | 4.301 | 1.4 | 1.151 | 124.35 | 4.96 | 6.12 | 0.102
Unmetered Supplies | 900, 901, 902, 903, 910 | 0, 1 or 8 | 22.728 | 2.342 | 1.596 |  |  |  |  | 904, 905, 906, 907, 908, 909
LV Generation Aggregated | 781, 782, 783, 784, 785 | 0 | -6.441 | -0.631 | -0.016
LV Sub Generation Aggregated | 602 | 0 | -5.689 | -0.548 | -0.014
LV Generation Site Specific | 603, 604, 607, 608 | 0 | -6.441 | -0.631 | -0.016 |  |  |  | 0.203
LV Generation Site Specific no RP charge | 794, 795 | 0 | -6.441 | -0.631 | -0.016
LV Sub Generation Site Specific | 609, 610 | 0 | -5.689 | -0.548 | -0.014 |  |  |  | 0.182
LV Sub Generation Site Specific no RP charge | 796, 797 | 0 | -5.689 | -0.548 | -0.014
HV Generation Site Specific | 605, 606, 611, 612 | 0 | -3.733 | -0.316 | -0.006 | 90.67 |  |  | 0.156
HV Generation Site Specific no RP charge | 798, 799 | 0 | -3.733 | -0.316 | -0.006 | 90.67

## Annex 2 EHV charges
Back to Overview |  | Copy EDCM table 5001 range starting B101 and paste into G11. Extend or reduce print area as required. |  |  | Note: The list of MPANs / MSIDs provided may be incomplete; the DNO reserves the right to apply the listed charges to any other MPANs / MSIDs associated with the site.
SP Distribution - Effective from 1 April 2021 - Final EDCM charges
Time Periods for Designated EHV Properties
Time periods |  |  | Super Red Time Band
Monday to Friday (Including Bank Holidays) June to August Inclusive
Monday to Friday (Including Bank Holidays) November to February Inclusive |  |  | 16:30 - 19:30
Notes |  |  | All the above times are in UK Clock time
Import Unique Identifier | LLFC | Import MPANs/MSIDs | Export Unique Identifier | LLFC | Export MPANs/MSIDs | Name | Import Super Red unit charge (p/kWh) | Import fixed charge (p/day) | Import capacity charge (p/kVA/day) | Import exceeded capacity charge (p/kVA/day) | Export Super Red unit charge (p/kWh) | Export fixed charge (p/day) | Export capacity charge (p/kVA/day) | Export exceeded capacity charge (p/kVA/day)
800 | 800 | 1800060775972 | 644 | 644 | 1800060775990 | Rhodders | - | 41.8 | 2.16 | 2.16 | - | 695.8 | 0.05 | 0.05 | 1
801 | 801 | 1800060004220 | MSID 8182 | MSID 8182 | MSID 8182 | Minsca | - | 431.28 | - | - | - | - | - | - | 1
802 | 802 | 1800060539962 | 683 | 683 | 1800060539971 | Bankend Rig | - | 142.95 | 3.65 | 3.65 | - | 5380.34 | 0.05 | 0.05 | 1
803 | 803 | 1800060532708 | 684 | 684 | 1800060532717 | Barlockhart Moor | - | 174.58 | 2.29 | 2.29 | - | 9775.64 | 0.05 | 0.05 | 1
804 | 804 | 1800060532726 | 685 | 685 | 1800060532735 | Blantyre Muir | - | 403.32 | 0.63 | 0.63 | - | 6355.61 | 0.05 | 0.05 | 1
805 | 805 | 1800060587850 | 693 | 693 | 1800060587869 | Hunterston WF | - | 115.68 | 1.09 | 1.09 | - | 8634.99 | 0.05 | 0.05 | 1
806 | 806 | 1800060532647 | 688 | 688 | 1800060532656 | Middleton Farm | - | 250.14 | 2.2 | 2.2 | - | 5682.95 | 0.05 | 0.05 | 1
807 | 807 | 1800060532665 | 689 | 689 | 1800060532674 | Neilston Community | - | 147.69 | 2.27 | 2.27 | - | 6972.01 | 0.05 | 0.05 | 1
808 | 808 | 1800053653870 | 681 | 681 | 1800053653880 | Garlaff Landfill | - | 104.62 | 0.61 | 0.61 | - | - | - | - | 1
809 | 809 | 1800054992968 | 629 | 629 | 1800054992977 | Hagshaw Hill Extension | - | 782.34 | 0.63 | 0.63 | - | 19756.91 | 0.05 | 0.05 | 1
811 | 811 | 1800060328035 | 671 | 671 | 1800060328044 | Muirhall | - | 372.02 | 2.17 | 2.17 | - | 8928.39 | 0.05 | 0.05 | 1
812 | 812 | 1800060372113 | 672 | 672 | 1800060372122 | Burnfoot | - | 125.04 | 0.72 | 0.72 | - | 8725.34 | 0.05 | 0.05 | 1
813 | 813 | 1800060532498 | 690 | 690 | 1800060532503 | Westfield WF | - | 66.12 | 1.12 | 1.12 | - | 7768.23 | 0.05 | 0.05 | 1
814 | 814 | 1800060532683 | 691 | 691 | 1800060532692 | Barmoor WF | - | 219.47 | 2.38 | 2.38 | - | 20749.57 | 0.05 | 0.05 | 1
815 | 815 | 1800060566984 | 692 | 692 | 1800060566993 | Nutberry WF | - | 883.43 | 2.16 | 2.16 | - | 16724.85 | 0.05 | 0.05 | 1
816 | 816 | 1800060652454 | 695 | 695 | 1800060652463 | Carcreugh WF | - | 342.45 | 0.7 | 0.7 | - | 6990.13 | 0.05 | 0.05 | 1
817 | 817 | 1800060567668 |  |  |  | Magnox | - | 403.22 | 1.81 | 1.81 |  |  |  |  | 1
818 | 818 | 1800060642767 | 700 | 700 | 1800060642776 | West Browncastle WF | - | 552.57 | 0.7 | 0.7 | - | 31281.08 | 0.05 | 0.05 | 1
819 | 819 | 1800060632661 | 699 | 699 | 1800060632670 | Viridor (Waste energy) | - | 1617.07 | 2.41 | 2.41 | - | 9688.96 | 0.05 | 0.05 | 1
820 | 820 | 1800060289486 | 620 | 620 | 1800060289510 | Craigengelt | - | 164.6 | 0.74 | 0.74 | - | 22483.38 | 0.05 | 0.05 | 1
821 | 821 | 1800054865132 | 621 | 621 | 1800054865141 | Greenknowes | - | 676.87 | 0.69 | 0.69 | - | 40611.94 | 0.05 | 0.05 | 1
822 | 822 | 1800060683754 | 703 | 703 | 1800060683763 | Ewe Hill Dumfries WF | - | 516.26 | 2.38 | 2.38 | - | 23290.6 | 0.05 | 0.05 | 1
823 | 823 | 1800060697223 | 704 | 704 | 1800060697232 | Langhope Rig (D) WF | - | 46.46 | 1.35 | 1.35 | - | 1523.66 | 0.05 | 0.05 | 1
824 | 824 | 1800060674253 | 705 | 705 | 1800060674262 | Muirhall Extention WF | - | 59.56 | 2.22 | 2.22 | - | 3548.86 | 0.05 | 0.05 | 1
825 | 825 | 1800060159192 | 625 | 625 | 1800060159208 | Aikengall | - | 2176.14 | - | - | - | 9377.86 | 0.05 | 0.05 | 1
826 | 826 | 1800053646251 | 626 | 626 | 1800053646260 | Hagshaw Hill | - | 38.49 | 2.31 | 2.31 | - | 1210.13 | 0.05 | 0.05 | 1
827 | 827 | 1800053646190 | 627 | 627 | 1800053646206 | Gallow Rig | - | 134.23 | 2.21 | 2.21 | - | - | - | - | 1
828 | 828 | 1800053646172 | 628 | 628 | 1800053646181 | Polwhat Rig | - | 159.66 | 2.18 | 2.18 | - | - | - | - | 1
829 | 829 | 1800054738267 | 624 | 624 | 1800054738276 | Greendykeside | - | 57.87 | 2.25 | 2.25 | - | 4060.81 | 0.05 | 0.05 | 1
830 | 830 | 1800053647237 | 630 | 630 | 1800053647246 | Dun Law | - | 33.47 | 2.24 | 2.24 | - | - | - | - | 2
831 | 831 | 1800053647194 | 631 | 631 | 1800053647200 | EPR Scotland Ltd | - | 267.5 | 2.34 | 2.34 | - | - | - | - | 2
832 | 832 | 1800053648027 | 632 | 632 | 1800053648036 | Bowbeat (Emly Bank) | - | 173.35 | 2.17 | 2.17 | - | - | - | - | 2
833 | 833 | 1800053648045 | 633 | 633 | 1800053648054 | Bowbeat (Roughsidehill) | - | 121 | 2.19 | 2.19 | - | - | - | - | 2
834 | 834 | 1800053647380 | 634 | 634 | 1800053647399 | Harehill | - | 120.57 | 2.24 | 2.24 | - | - | - | - | 2
835 | 835 | 1800053647618 | 635 | 635 | 1800053647627 | Shanks & McEwan 3&4 | - | 113.05 | 2.42 | 2.42 | - | - | - | - | 2
836 | 836 | 1800053647636 | 636 | 636 | 1800053647645 | Shanks & McEwan 5 | - | 26.53 | 2.15 | 2.15 | - | - | - | - | 2
837 | 837 | 1800053653843 | 637 | 637 | 1800053653852 | Crystal Rig | - | 618.73 | 0.62 | 0.62 | - | - | - | - | 2
838 | 838 | 1800053694167 | 638 | 638 | 1800053694440 | Haupland Muir (Ardrossan) | - | 7 | 0.75 | 0.75 | - | 232.32 | 0.05 | 0.05 | 2
839 | 839 | 1800053950949 | 639 | 639 | 1800053950958 | Wetherhill | - | 1221.04 | - | - | - | - | - | - | 2
840 | 840 | 1800053434271 | 640 | 640 | 1800053883993 | Artfield WF | - | 810.96 | - | - | - | - | - | - | 2
841 | 841 | 1800054152982 | 641 | 641 | 1800054152991 | Wardlaw Wood | - | 80.73 | 2.27 | 2.27 | - | - | - | - | 2
842 | 842 | 1800054198365 | 642 | 642 | 1800054198374 | Earlsburn | - | 553.12 | - | - | - | - | - | - | 2
843 | 843 | 1800054244570 | 643 | 643 | 1800054244598 | Blackhill | - | 1824.77 | - | - | - | 24687.35 | 0.05 | 0.05 | 2
844 | 844 | 1800054451603 | MSID 8183 | MSID 8183 | MSID 8183 | Dalswinton | - | 449.48 | 0.73 | 0.73 | - | - | - | - | 2
845 | 845 | 1800054498470 | 645 | 645 | 1800054498480 | Steven's Croft Biomass | - | 4382.53 | 0.62 | 0.62 | - | - | - | - | 2
847 | 847 | 1800060931899 | MSID 8340 | MSID 8340 | MSID 8340 | Aries | - | 138 | 0.87 | 0.87 | - | 14451.44 | 0.05 | 0.05 | 2
848 | 848 | 1800060904910 | 648 | 648 | 1800060904929 | Craigannet | - | 124.05 | 2.76 | 2.76 | - | 3264.51 | 0.05 | 0.05 | 2
850 | 850 | 1800060251872 | 650 | 650 | 1800060251881 | Longpark | - | 773.03 | - | - | - | 22335.61 | 0.05 | 0.05 | 2
851 | 851 | 1800035140431 |  |  |  | BOC | - | 8144.09 | 2.85 | 2.85 |  |  |  |  | 2
852 | 852 | 1800060642702 | 696 | 696 | 1800060642711 | Calder Water WF | - | 245.25 | 0.78 | 0.78 | - | 29901.66 | 0.05 | 0.05 | 2
853 | 853 | 1800035234188 |  |  |  | Babcock Thorn | - | 21064.86 | 3.5 | 3.5 |  |  |  |  | 2
854 | 854 | 1800035261359 | 654 | 654 | 1800053946507 | Lafarge UK | - | 9989.01 | 4.05 | 4.05 | - | - | - | - | 2
855 | 855 | 1800060241304 | 655 | 655 | 1800060241313 | Pateshill | - | 24.73 | 2.25 | 2.25 | - | 1384.84 | 0.05 | 0.05 | 2
856 | 856 | 1800035239460 |  |  |  | Clydeport | - | 29207.14 | 0.65 | 0.65 |  |  |  |  | 2
858 | 858 | 1800035327257 |  |  |  | Tesco | - | 1029.01 | 3.1 | 3.1 |  |  |  |  | 2
859 | 859 | 1800035320127 | 697 | 697 | 1800060630637 | GlaxoSmithKline | - | 25518.25 | 1.76 | 1.76 | - | 2696.37 | 0.05 | 0.05 | 2
860 | 860 | 1800060852030 | 666 | 666 | 1800060852049 | Gevens Wind Farm | - | 24.62 | 0.67 | 0.67 | - | 5587.37 | 0.05 | 0.05 | 2
861 | 861 | 1800035324780 |  |  |  | Weir Pumps | - | 1856.14 | 4.97 | 4.97 |  |  |  |  | 2
862 | 862 | 1800035317453 |  |  |  | Dupont (UK) Ltd | - | 73811.07 | 3.65 | 3.65 |  |  |  |  | 2
863 | 863 | 1800060207438 | 663 | 663 | 1800060207447 | North Rhins | - | 322.56 | 2.3 | 2.3 | - | 9694.37 | 0.05 | 0.05 | 2
864 | 864 | 1800060709038 | 698 | 698 | 1800060709047 | Tod Hills Windfarm | - | 81.53 | 1.59 | 1.59 | - | 8957.25 | 0.05 | 0.05 | 2
865 | 865 | 1800060877284 | 670 | 670 | 1800060877293 | Hoprigshiels | - | 271.36 | 2.25 | 2.25 | - | 14280.69 | 0.05 | 0.05 | 2
866 | 866 | 1800051523646 |  |  |  | Calachem | - | 10738.33 | 9.53 | 9.53 |  |  |  |  | 2
867 | 867 | 1800035325436 |  |  |  | Norbord | - | 21711.38 | 1.27 | 1.27 |  |  |  |  | 2
868 | 868 | 1800060809025 | 664 | 664 | 1800060809034 | MuirHall Extension II WF | - | 60.63 | 2.24 | 2.24 | - | 5196.77 | 0.05 | 0.05 | 2
870 | 870 | 1800060963650 | 710 | 710 | 1800060963669 | Millerhill EFW | - | 1954.2 | 3.04 | 3.04 | -0.01 | 7328.95 | 0.05 | 0.05 | 2
873 | 873 | 1800060450481 | 673 | 673 | 1800060450490 | Millour Hill | - | 235.47 | 0.67 | 0.67 | - | 16209.22 | 0.05 | 0.05 | 2
874 | 874 | 1800060441380 | 674 | 674 | 1800060441399 | Glenkerie | - | 417 | 2.23 | 2.23 | - | 16153.94 | 0.05 | 0.05 | 2
875 | 875 | 1800060450524 | 675 | 675 | 1800060450533 | Kelburn (A) | - | 192.32 | 2.33 | 2.33 | - | 9607.47 | 0.05 | 0.05 | 2
876 | 876 | 1800060450542 | 676 | 676 | 1800060450551 | Kelburn (B) | - | 192.32 | 2.34 | 2.34 | - | 9607.47 | 0.05 | 0.05 | 2
877 | 877 | 1800060450506 | 677 | 677 | 1800060450515 | Little Raith | - | 211.09 | 0.74 | 0.74 | - | 5805 | 0.05 | 0.05 | 2
878 | 878 | 1800060445640 | 678 | 678 | 1800060445659 | Drone Hill | - | 583.47 | 0.66 | 0.66 | - | 28616.08 | 0.05 | 0.05 | 2
879 | 879 | 1800060845812 | 680 | 680 | 1800060845821 | Pearie Law Wind Farm | - | 334.64 | 2.22 | 2.22 | - | 17341.95 | 0.05 | 0.05 | 2
880 | 880 | 1800060673222 | 701 | 701 | 1800060673231 | Earlseat WF | - | 172.62 | 2.26 | 2.26 | - | 13096.84 | 0.05 | 0.05 | 2
881 | 881 | 1800060740288 | 702 | 702 | 1800060740297 | Dungavel WF | - | 576.28 | 0.66 | 0.66 | - | 34461.81 | 0.05 | 0.05 | 2
882 | 882 | 1800060769738 | 687 | 687 | 1800060769747 | Burnhead Bathgate WF | - | 69.03 | 2.32 | 2.32 | - | 4652.99 | 0.05 | 0.05 | 2
883 | 883 | 1800053647742 | 636 | 636 | 1800053647645 | Shanks & McEwan 6 | - | 76.73 | 2.15 | 2.15 | - | - | - | - | 2
884 | 884 | 1800060683693 | 679 | 679 | 1800060683709 | Ardoch & Over Enoch WF | - | 628.24 | 0.66 | 0.66 | - | 12674.84 | 0.05 | 0.05 | 2
886 | 886 | TBA 3A | 686 | 686 | TBA 3B | Sneddon Law WF | - | 530.12 | 0.63 | 0.63 | - | 31800.28 | 0.05 | 0.05 | 2
887 | 887 | 1800060749661 | 706 | 706 | 1800060749670 | Polmadie (Waste energy A) | - | 1275.17 | 3.34 | 3.34 | - | 5393.82 | 0.05 | 0.05 | 3
888 | 888 | 1800060817230 | MSID 8732 | MSID 8732 | MSID 8732 | Glenchamber | - | 121.5 | 0.84 | 0.84 | - | 15771.17 | 0.05 | 0.05 | 3
889 | 889 | 1800060819273 | 708 | 708 | 1800060819282 | Penmansheill | - | 258.5 | 0.72 | 0.72 | - | 39046.35 | 0.05 | 0.05 | 3
890 | 890 | 1800061032840 | MSID 8366 | MSID 8366 | MSID 8366 | Solwaybank | - | 182.1 | 1.07 | 1.07 | - | 22822.97 | 0.05 | 0.05 | 3
891 | 891 | 1800060863723 | 668 | 668 | 1800060863732 | Tormywheel | - | 63.46 | 2.19 | 2.19 | - | 11268.55 | 0.05 | 0.05 | 3
892 | 892 | 1800060872755 | 669 | 669 | 1800060872764 | Quixwood Wind Farm | - | 326.4 | 0.71 | 0.71 | - | 29445.79 | 0.05 | 0.05 | 3
MSID 8083 | MSID 8083 | MSID 8083 |  |  |  | Dumbarton | - | - | 1.52 | 1.52 |  |  |  |  | 3
MSID 8085 | MSID 8085 | MSID 8085 |  |  |  | Stirling Road | - | - | 1.31 | 1.31 |  |  |  |  | 3
MSID 8334 | MSID 8334 | MSID 8334 | MSID 8334 | MSID 8334 | MSID 8334 | Markinch | - | 4078.37 | 0.68 | 0.68 | - | 23581.12 | 0.05 | 0.05 | 3
MSID 8339 | MSID 8339 | MSID 8339 | MSID 8339 | MSID 8339 | MSID 8339 | Harehill Extension | - | 260.65 | 2.45 | 2.45 | - | 9181.76 | 0.05 | 0.05 | 3
MSID 8341 | MSID 8341 | MSID 8341 | MSID 8341 | MSID 8341 | MSID 8341 | Andershaw WF | - | 208.97 | 2.41 | 2.41 | - | 28514.92 | 0.05 | 0.05 | 3
MSID 8347 | MSID 8347 | MSID 8347 | MSID 8347 | MSID 8347 | MSID 8347 | Assel Valley | - | 2188.39 | 0.63 | 0.63 | - | 51778.79 | 0.05 | 0.05 | 3
MSID 8348 | MSID 8348 | MSID 8348 | MSID 8348 | MSID 8348 | MSID 8348 | Auchrobert | - | 353.37 | 0.66 | 0.66 | - | 17212.05 | 0.05 | 0.05 | 3
MSID 8349 | MSID 8349 | MSID 8349 | MSID 8349 | MSID 8349 | MSID 8349 | Harburnhead | - | 50.02 | 2.17 | 2.17 | - | 11784.31 | 0.05 | 0.05 | 3
MSID 8359 | MSID 8359 | MSID 8359 | MSID 8360 | MSID 8360 | MSID 8360 | Broxburn ESS | - | 1658.16 | 0.92 | 0.92 | - | 1658.16 | 0.05 | 0.05 | 3
310 | 310 | 1800036579036 |  |  |  | Magco | - | 431.08 | 7.04 | 7.04 |  |  |  |  | 3
311 | 311 | 1800035324497 |  |  |  | Stirling University | - | 431.08 | 4.2 | 4.2 |  |  |  |  | 3
312 | 312 | 1800035324530 |  |  |  | Glenochil Distillery | - | 431.08 | 9.54 | 9.54 |  |  |  |  | 3
313 | 313 | 1800053648310 |  |  |  | Longannet Power Station | - | 431.08 | 10.37 | 10.37 |  |  |  |  | 3
314 | 314 | 1800035327674 |  |  |  | Cameron Ironworks | - | 431.08 | 4.86 | 4.86 |  |  |  |  | 3
315 | 315 | 1800035313398 |  |  |  | Shin-Etsu | - | 16887.73 | 4 | 4 |  |  |  |  | 3
316 | 316 | 1800035344100 |  |  |  | United Biscuits | - | 431.08 | 5.46 | 5.46 |  |  |  |  | 3
318 | 318 | 1800035337584 |  |  |  | Balfours | - | 431.08 | 0.98 | 0.98 |  |  |  |  | 3
319 | 319 | 1800035331634 |  |  |  | NB Distillery | - | 431.08 | 3.09 | 3.09 |  |  |  |  | 3
320 | 320 | 1800035340220 |  |  |  | Finnart BP | - | 18444.5 | 2.82 | 2.82 |  |  |  |  | 3
321 | 321 | 1800035346589 |  |  |  | Texas Instruments | - | 862.15 | 7.34 | 7.34 |  |  |  |  | 3
322 | 322 | 1800035346817 |  |  |  | Glasgow Airport | - | 431.08 | 11.3 | 11.3 |  |  |  |  | 3
323 | 323 | 1800035326848 |  |  |  | BP Dalmeny | - | 12843.52 | 1.56 | 1.56 |  |  |  |  | 3
324 | 324 | 1800035334227 |  |  |  | Edinburgh Dock North | - | 24197.3 | 1.68 | 1.68 |  |  |  |  | 3
326 | 326 | 1800053646215 | 755 | 755 | 1800053646224 | Bonnington Power Station | - | 3.88 | 2.78 | 2.78 | -1.815 | 427.19 | 0.05 | 0.05 | 3
328 | 328 | 1800060586917 | 750 | 750 | 1800060586926 | Cathkin Braes Wind Farm | - | 384.13 | 1.55 | 1.55 | - | 6065.34 | 0.05 | 0.05 | 3
329 | 329 | 1800060397697 |  |  |  | New Glasgow South Hospital | - | 11138.06 | 5.43 | 5.43 |  |  |  |  | 3
330 | 330 | 1800060614714 | 752 | 752 | 1800060614741 | Torrance WF | - | 91.12 | 1.61 | 1.61 | - | 7776.84 | 0.05 | 0.05 | 3
331 | 331 | 1800060613543 | 754 | 754 | 1800060613552 | Scottish Enterprise (Samsung WTTF) | - | 158.94 | 2.17 | 2.17 | - | 5857.12 | 0.05 | 0.05 | 3
332 | 332 | 1800060709010 | 756 | 756 | 1800060709029 | Torrance Windfarm Extension | - | 139.43 | 1.78 | 1.78 | - | 7862.86 | 0.05 | 0.05 | 3
334 | 334 | 1800035327070 |  |  |  | Edinburgh Airport | 0.068 | 559.38 | 7.22 | 7.22 |  |  |  |  | 3
TBA 2A | TBA 2A | TBA 2A | TBA 2B | TBA 2B | TBA 2B | Redhouse Energy Storage site (ESS) | - | 844.43 | 1.77 | 1.77 | - | 891.36 | 0.05 | 0.05 | 3
TBA 5A | TBA 5A | TBA 5A | TBA 5B | TBA 5B | TBA 5B | Inverclyde Windfarm | - | 7.43 | 1.07 | 1.07 | - | 1187.79 | 0.05 | 0.05 | 3
TBA 6A | TBA 6A | TBA 6A | TBA 6B | TBA 6B | TBA 6B | Harelaw Gas | - | 22.01 | 1.77 | 1.77 | - | 691.87 | 0.05 | 0.05 | 3
TBA 13A | TBA 13A | TBA 13A | TBA 13B | TBA 13B | TBA 13B | Byers Brae Battery Storage | - | 1963.86 | 1.77 | 1.77 | - | 1905.09 | 0.05 | 0.05 | 3
893 | 893 | TBA 14A | 711 | 711 | TBA 14B | Netherton Gas | - | 149.05 | 3.32 | 3.32 | - | 4236.51 | 0.05 | 0.05 | 3
894 | 894 | TBA 15A | 712 | 712 | TBA 15B | Carbrain Gas | - | 125.64 | 3.32 | 3.32 | - | 3571.07 | 0.05 | 0.05 | 3
TBA 16A | TBA 16A | TBA 16A | TBA 16B | TBA 16B | TBA 16B | Leven Gas Generation | - | 113.25 | 1.77 | 1.77 | - | 3592.44 | 0.05 | 0.05 | 3
TBA 17A | TBA 17A | TBA 17A | TBA 17B | TBA 17B | TBA 17B | Burnfoot East WF | - | 8.64 | 2.62 | 2.62 | - | 322.4 | 0.05 | 0.05 | 3
TBA 18A | TBA 18A | TBA 18A | TBA 18B | TBA 18B | TBA 18B | Roaring Hill ESS | - | 2037.8 | 1.77 | 1.77 | - | 2037.8 | 0.05 | 0.05 | 3
TBA 19A | TBA 19A | TBA 19A | TBA 19B | TBA 19B | TBA 19B | Carmuirs Gas | - | 75.18 | 2.36 | 2.36 | -0.832 | 3998.06 | 0.05 | 0.05 | 3

## Annex 2a Import
Note: The list of MPANs / MSIDs provided may be incomplete; the DNO reserves the right to apply the listed charges to any other MPANs / MSIDs associated with the site. Note: This table is automatically populated based on the content of the tab entitled 'Annex 2 EHV Charges'. The timebands are as shown in Annex 2.
SP Distribution - Effective from 1 April 2021 - Final EDCM import charges
Import Unique Identifier | LLFC | Import MPANs/MSIDs | Name | Import Super Red unit charge (p/kWh) | Import fixed charge (p/day) | Import capacity charge (p/kVA/day) | Import exceeded capacity charge (p/kVA/day)
800 | 800 | 1800060775972 | Rhodders | - | 41.8 | 2.16 | 2.16
801 | 801 | 1800060004220 | Minsca | - | 431.28 | - | -
802 | 802 | 1800060539962 | Bankend Rig | - | 142.95 | 3.65 | 3.65
803 | 803 | 1800060532708 | Barlockhart Moor | - | 174.58 | 2.29 | 2.29
804 | 804 | 1800060532726 | Blantyre Muir | - | 403.32 | 0.63 | 0.63
805 | 805 | 1800060587850 | Hunterston WF | - | 115.68 | 1.09 | 1.09
806 | 806 | 1800060532647 | Middleton Farm | - | 250.14 | 2.2 | 2.2
807 | 807 | 1800060532665 | Neilston Community | - | 147.69 | 2.27 | 2.27
808 | 808 | 1800053653870 | Garlaff Landfill | - | 104.62 | 0.61 | 0.61
809 | 809 | 1800054992968 | Hagshaw Hill Extension | - | 782.34 | 0.63 | 0.63
811 | 811 | 1800060328035 | Muirhall | - | 372.02 | 2.17 | 2.17
812 | 812 | 1800060372113 | Burnfoot | - | 125.04 | 0.72 | 0.72
813 | 813 | 1800060532498 | Westfield WF | - | 66.12 | 1.12 | 1.12
814 | 814 | 1800060532683 | Barmoor WF | - | 219.47 | 2.38 | 2.38
815 | 815 | 1800060566984 | Nutberry WF | - | 883.43 | 2.16 | 2.16
816 | 816 | 1800060652454 | Carcreugh WF | - | 342.45 | 0.7 | 0.7
817 | 817 | 1800060567668 | Magnox | - | 403.22 | 1.81 | 1.81
818 | 818 | 1800060642767 | West Browncastle WF | - | 552.57 | 0.7 | 0.7
819 | 819 | 1800060632661 | Viridor (Waste energy) | - | 1617.07 | 2.41 | 2.41
820 | 820 | 1800060289486 | Craigengelt | - | 164.6 | 0.74 | 0.74
821 | 821 | 1800054865132 | Greenknowes | - | 676.87 | 0.69 | 0.69
822 | 822 | 1800060683754 | Ewe Hill Dumfries WF | - | 516.26 | 2.38 | 2.38
823 | 823 | 1800060697223 | Langhope Rig (D) WF | - | 46.46 | 1.35 | 1.35
824 | 824 | 1800060674253 | Muirhall Extention WF | - | 59.56 | 2.22 | 2.22
825 | 825 | 1800060159192 | Aikengall | - | 2176.14 | - | -
826 | 826 | 1800053646251 | Hagshaw Hill | - | 38.49 | 2.31 | 2.31
827 | 827 | 1800053646190 | Gallow Rig | - | 134.23 | 2.21 | 2.21
828 | 828 | 1800053646172 | Polwhat Rig | - | 159.66 | 2.18 | 2.18
829 | 829 | 1800054738267 | Greendykeside | - | 57.87 | 2.25 | 2.25
830 | 830 | 1800053647237 | Dun Law | - | 33.47 | 2.24 | 2.24
831 | 831 | 1800053647194 | EPR Scotland Ltd | - | 267.5 | 2.34 | 2.34
832 | 832 | 1800053648027 | Bowbeat (Emly Bank) | - | 173.35 | 2.17 | 2.17
833 | 833 | 1800053648045 | Bowbeat (Roughsidehill) | - | 121 | 2.19 | 2.19
834 | 834 | 1800053647380 | Harehill | - | 120.57 | 2.24 | 2.24
835 | 835 | 1800053647618 | Shanks & McEwan 3&4 | - | 113.05 | 2.42 | 2.42
836 | 836 | 1800053647636 | Shanks & McEwan 5 | - | 26.53 | 2.15 | 2.15
837 | 837 | 1800053653843 | Crystal Rig | - | 618.73 | 0.62 | 0.62
838 | 838 | 1800053694167 | Haupland Muir (Ardrossan) | - | 7 | 0.75 | 0.75
839 | 839 | 1800053950949 | Wetherhill | - | 1221.04 | - | -
840 | 840 | 1800053434271 | Artfield WF | - | 810.96 | - | -
841 | 841 | 1800054152982 | Wardlaw Wood | - | 80.73 | 2.27 | 2.27
842 | 842 | 1800054198365 | Earlsburn | - | 553.12 | - | -
843 | 843 | 1800054244570 | Blackhill | - | 1824.77 | - | -
844 | 844 | 1800054451603 | Dalswinton | - | 449.48 | 0.73 | 0.73
845 | 845 | 1800054498470 | Steven's Croft Biomass | - | 4382.53 | 0.62 | 0.62
847 | 847 | 1800060931899 | Aries | - | 138 | 0.87 | 0.87
848 | 848 | 1800060904910 | Craigannet | - | 124.05 | 2.76 | 2.76
850 | 850 | 1800060251872 | Longpark | - | 773.03 | - | -
851 | 851 | 1800035140431 | BOC | - | 8144.09 | 2.85 | 2.85
852 | 852 | 1800060642702 | Calder Water WF | - | 245.25 | 0.78 | 0.78
853 | 853 | 1800035234188 | Babcock Thorn | - | 21064.86 | 3.5 | 3.5
854 | 854 | 1800035261359 | Lafarge UK | - | 9989.01 | 4.05 | 4.05
855 | 855 | 1800060241304 | Pateshill | - | 24.73 | 2.25 | 2.25
856 | 856 | 1800035239460 | Clydeport | - | 29207.14 | 0.65 | 0.65
858 | 858 | 1800035327257 | Tesco | - | 1029.01 | 3.1 | 3.1
859 | 859 | 1800035320127 | GlaxoSmithKline | - | 25518.25 | 1.76 | 1.76
860 | 860 | 1800060852030 | Gevens Wind Farm | - | 24.62 | 0.67 | 0.67
861 | 861 | 1800035324780 | Weir Pumps | - | 1856.14 | 4.97 | 4.97
862 | 862 | 1800035317453 | Dupont (UK) Ltd | - | 73811.07 | 3.65 | 3.65
863 | 863 | 1800060207438 | North Rhins | - | 322.56 | 2.3 | 2.3
864 | 864 | 1800060709038 | Tod Hills Windfarm | - | 81.53 | 1.59 | 1.59
865 | 865 | 1800060877284 | Hoprigshiels | - | 271.36 | 2.25 | 2.25
866 | 866 | 1800051523646 | Calachem | - | 10738.33 | 9.53 | 9.53
867 | 867 | 1800035325436 | Norbord | - | 21711.38 | 1.27 | 1.27
868 | 868 | 1800060809025 | MuirHall Extension II WF | - | 60.63 | 2.24 | 2.24
870 | 870 | 1800060963650 | Millerhill EFW | - | 1954.2 | 3.04 | 3.04
873 | 873 | 1800060450481 | Millour Hill | - | 235.47 | 0.67 | 0.67
874 | 874 | 1800060441380 | Glenkerie | - | 417 | 2.23 | 2.23
875 | 875 | 1800060450524 | Kelburn (A) | - | 192.32 | 2.33 | 2.33
876 | 876 | 1800060450542 | Kelburn (B) | - | 192.32 | 2.34 | 2.34
877 | 877 | 1800060450506 | Little Raith | - | 211.09 | 0.74 | 0.74
878 | 878 | 1800060445640 | Drone Hill | - | 583.47 | 0.66 | 0.66
879 | 879 | 1800060845812 | Pearie Law Wind Farm | - | 334.64 | 2.22 | 2.22
880 | 880 | 1800060673222 | Earlseat WF | - | 172.62 | 2.26 | 2.26
881 | 881 | 1800060740288 | Dungavel WF | - | 576.28 | 0.66 | 0.66
882 | 882 | 1800060769738 | Burnhead Bathgate WF | - | 69.03 | 2.32 | 2.32
883 | 883 | 1800053647742 | Shanks & McEwan 6 | - | 76.73 | 2.15 | 2.15
884 | 884 | 1800060683693 | Ardoch & Over Enoch WF | - | 628.24 | 0.66 | 0.66
886 | 886 | TBA 3A | Sneddon Law WF | - | 530.12 | 0.63 | 0.63
887 | 887 | 1800060749661 | Polmadie (Waste energy A) | - | 1275.17 | 3.34 | 3.34
888 | 888 | 1800060817230 | Glenchamber | - | 121.5 | 0.84 | 0.84
889 | 889 | 1800060819273 | Penmansheill | - | 258.5 | 0.72 | 0.72
890 | 890 | 1800061032840 | Solwaybank | - | 182.1 | 1.07 | 1.07
891 | 891 | 1800060863723 | Tormywheel | - | 63.46 | 2.19 | 2.19
892 | 892 | 1800060872755 | Quixwood Wind Farm | - | 326.4 | 0.71 | 0.71
MSID 8083 | MSID 8083 | MSID 8083 | Dumbarton | - | - | 1.52 | 1.52
MSID 8085 | MSID 8085 | MSID 8085 | Stirling Road | - | - | 1.31 | 1.31
MSID 8334 | MSID 8334 | MSID 8334 | Markinch | - | 4078.37 | 0.68 | 0.68
MSID 8339 | MSID 8339 | MSID 8339 | Harehill Extension | - | 260.65 | 2.45 | 2.45
MSID 8341 | MSID 8341 | MSID 8341 | Andershaw WF | - | 208.97 | 2.41 | 2.41
MSID 8347 | MSID 8347 | MSID 8347 | Assel Valley | - | 2188.39 | 0.63 | 0.63
MSID 8348 | MSID 8348 | MSID 8348 | Auchrobert | - | 353.37 | 0.66 | 0.66
MSID 8349 | MSID 8349 | MSID 8349 | Harburnhead | - | 50.02 | 2.17 | 2.17
MSID 8359 | MSID 8359 | MSID 8359 | Broxburn ESS | - | 1658.16 | 0.92 | 0.92
310 | 310 | 1800036579036 | Magco | - | 431.08 | 7.04 | 7.04
311 | 311 | 1800035324497 | Stirling University | - | 431.08 | 4.2 | 4.2
312 | 312 | 1800035324530 | Glenochil Distillery | - | 431.08 | 9.54 | 9.54
313 | 313 | 1800053648310 | Longannet Power Station | - | 431.08 | 10.37 | 10.37
314 | 314 | 1800035327674 | Cameron Ironworks | - | 431.08 | 4.86 | 4.86
315 | 315 | 1800035313398 | Shin-Etsu | - | 16887.73 | 4 | 4
316 | 316 | 1800035344100 | United Biscuits | - | 431.08 | 5.46 | 5.46
318 | 318 | 1800035337584 | Balfours | - | 431.08 | 0.98 | 0.98
319 | 319 | 1800035331634 | NB Distillery | - | 431.08 | 3.09 | 3.09
320 | 320 | 1800035340220 | Finnart BP | - | 18444.5 | 2.82 | 2.82
321 | 321 | 1800035346589 | Texas Instruments | - | 862.15 | 7.34 | 7.34
322 | 322 | 1800035346817 | Glasgow Airport | - | 431.08 | 11.3 | 11.3
323 | 323 | 1800035326848 | BP Dalmeny | - | 12843.52 | 1.56 | 1.56
324 | 324 | 1800035334227 | Edinburgh Dock North | - | 24197.3 | 1.68 | 1.68
326 | 326 | 1800053646215 | Bonnington Power Station | - | 3.88 | 2.78 | 2.78
328 | 328 | 1800060586917 | Cathkin Braes Wind Farm | - | 384.13 | 1.55 | 1.55
329 | 329 | 1800060397697 | New Glasgow South Hospital | - | 11138.06 | 5.43 | 5.43
330 | 330 | 1800060614714 | Torrance WF | - | 91.12 | 1.61 | 1.61
331 | 331 | 1800060613543 | Scottish Enterprise (Samsung WTTF) | - | 158.94 | 2.17 | 2.17
332 | 332 | 1800060709010 | Torrance Windfarm Extension | - | 139.43 | 1.78 | 1.78
334 | 334 | 1800035327070 | Edinburgh Airport | 0.068 | 559.38 | 7.22 | 7.22
TBA 2A | TBA 2A | TBA 2A | Redhouse Energy Storage site (ESS) | - | 844.43 | 1.77 | 1.77
TBA 5A | TBA 5A | TBA 5A | Inverclyde Windfarm | - | 7.43 | 1.07 | 1.07
TBA 6A | TBA 6A | TBA 6A | Harelaw Gas | - | 22.01 | 1.77 | 1.77
TBA 13A | TBA 13A | TBA 13A | Byers Brae Battery Storage | - | 1963.86 | 1.77 | 1.77
893 | 893 | TBA 14A | Netherton Gas | - | 149.05 | 3.32 | 3.32
894 | 894 | TBA 15A | Carbrain Gas | - | 125.64 | 3.32 | 3.32
TBA 16A | TBA 16A | TBA 16A | Leven Gas Generation | - | 113.25 | 1.77 | 1.77
TBA 17A | TBA 17A | TBA 17A | Burnfoot East WF | - | 8.64 | 2.62 | 2.62
TBA 18A | TBA 18A | TBA 18A | Roaring Hill ESS | - | 2037.8 | 1.77 | 1.77
TBA 19A | TBA 19A | TBA 19A | Carmuirs Gas | - | 75.18 | 2.36 | 2.36

## Annex 2b Export
Note: The list of MPANs / MSIDs provided may be incomplete; the DNO reserves the right to apply the listed charges to any other MPANs / MSIDs associated with the site. Note: This table is automatically populated based on the content of the tab entitled 'Annex 2 EHV Charges'. The timebands are as shown in Annex 2.
SP Distribution - Effective from 1 April 2021 - Final EDCM export charges
Export Unique Identifier | LLFC | Export MPANs/MSIDs | Name | Export Super Red unit charge (p/kWh) | Export fixed charge (p/day) | Export capacity charge (p/kVA/day) | Export exceeded capacity charge (p/kVA/day)
644 | 644 | 1800060775990 | Rhodders | - | 695.8 | 0.05 | 0.05
MSID 8182 | MSID 8182 | MSID 8182 | Minsca | - | - | - | -
683 | 683 | 1800060539971 | Bankend Rig | - | 5380.34 | 0.05 | 0.05
684 | 684 | 1800060532717 | Barlockhart Moor | - | 9775.64 | 0.05 | 0.05
685 | 685 | 1800060532735 | Blantyre Muir | - | 6355.61 | 0.05 | 0.05
693 | 693 | 1800060587869 | Hunterston WF | - | 8634.99 | 0.05 | 0.05
688 | 688 | 1800060532656 | Middleton Farm | - | 5682.95 | 0.05 | 0.05
689 | 689 | 1800060532674 | Neilston Community | - | 6972.01 | 0.05 | 0.05
681 | 681 | 1800053653880 | Garlaff Landfill | - | - | - | -
629 | 629 | 1800054992977 | Hagshaw Hill Extension | - | 19756.91 | 0.05 | 0.05
671 | 671 | 1800060328044 | Muirhall | - | 8928.39 | 0.05 | 0.05
672 | 672 | 1800060372122 | Burnfoot | - | 8725.34 | 0.05 | 0.05
690 | 690 | 1800060532503 | Westfield WF | - | 7768.23 | 0.05 | 0.05
691 | 691 | 1800060532692 | Barmoor WF | - | 20749.57 | 0.05 | 0.05
692 | 692 | 1800060566993 | Nutberry WF | - | 16724.85 | 0.05 | 0.05
695 | 695 | 1800060652463 | Carcreugh WF | - | 6990.13 | 0.05 | 0.05
700 | 700 | 1800060642776 | West Browncastle WF | - | 31281.08 | 0.05 | 0.05
699 | 699 | 1800060632670 | Viridor (Waste energy) | - | 9688.96 | 0.05 | 0.05
620 | 620 | 1800060289510 | Craigengelt | - | 22483.38 | 0.05 | 0.05
621 | 621 | 1800054865141 | Greenknowes | - | 40611.94 | 0.05 | 0.05
703 | 703 | 1800060683763 | Ewe Hill Dumfries WF | - | 23290.6 | 0.05 | 0.05
704 | 704 | 1800060697232 | Langhope Rig (D) WF | - | 1523.66 | 0.05 | 0.05
705 | 705 | 1800060674262 | Muirhall Extention WF | - | 3548.86 | 0.05 | 0.05
625 | 625 | 1800060159208 | Aikengall | - | 9377.86 | 0.05 | 0.05
626 | 626 | 1800053646260 | Hagshaw Hill | - | 1210.13 | 0.05 | 0.05
627 | 627 | 1800053646206 | Gallow Rig | - | - | - | -
628 | 628 | 1800053646181 | Polwhat Rig | - | - | - | -
624 | 624 | 1800054738276 | Greendykeside | - | 4060.81 | 0.05 | 0.05
630 | 630 | 1800053647246 | Dun Law | - | - | - | -
631 | 631 | 1800053647200 | EPR Scotland Ltd | - | - | - | -
632 | 632 | 1800053648036 | Bowbeat (Emly Bank) | - | - | - | -
633 | 633 | 1800053648054 | Bowbeat (Roughsidehill) | - | - | - | -
634 | 634 | 1800053647399 | Harehill | - | - | - | -
635 | 635 | 1800053647627 | Shanks & McEwan 3&4 | - | - | - | -
636 | 636 | 1800053647645 | Shanks & McEwan 5 | - | - | - | -
637 | 637 | 1800053653852 | Crystal Rig | - | - | - | -
638 | 638 | 1800053694440 | Haupland Muir (Ardrossan) | - | 232.32 | 0.05 | 0.05
639 | 639 | 1800053950958 | Wetherhill | - | - | - | -
640 | 640 | 1800053883993 | Artfield WF | - | - | - | -
641 | 641 | 1800054152991 | Wardlaw Wood | - | - | - | -
642 | 642 | 1800054198374 | Earlsburn | - | - | - | -
643 | 643 | 1800054244598 | Blackhill | - | 24687.35 | 0.05 | 0.05
MSID 8183 | MSID 8183 | MSID 8183 | Dalswinton | - | - | - | -
645 | 645 | 1800054498480 | Steven's Croft Biomass | - | - | - | -
MSID 8340 | MSID 8340 | MSID 8340 | Aries | - | 14451.44 | 0.05 | 0.05
648 | 648 | 1800060904929 | Craigannet | - | 3264.51 | 0.05 | 0.05
650 | 650 | 1800060251881 | Longpark | - | 22335.61 | 0.05 | 0.05
696 | 696 | 1800060642711 | Calder Water WF | - | 29901.66 | 0.05 | 0.05
654 | 654 | 1800053946507 | Lafarge UK | - | - | - | -
655 | 655 | 1800060241313 | Pateshill | - | 1384.84 | 0.05 | 0.05
697 | 697 | 1800060630637 | GlaxoSmithKline | - | 2696.37 | 0.05 | 0.05
666 | 666 | 1800060852049 | Gevens Wind Farm | - | 5587.37 | 0.05 | 0.05
663 | 663 | 1800060207447 | North Rhins | - | 9694.37 | 0.05 | 0.05
698 | 698 | 1800060709047 | Tod Hills Windfarm | - | 8957.25 | 0.05 | 0.05
670 | 670 | 1800060877293 | Hoprigshiels | - | 14280.69 | 0.05 | 0.05
664 | 664 | 1800060809034 | MuirHall Extension II WF | - | 5196.77 | 0.05 | 0.05
710 | 710 | 1800060963669 | Millerhill EFW | -0.01 | 7328.95 | 0.05 | 0.05
673 | 673 | 1800060450490 | Millour Hill | - | 16209.22 | 0.05 | 0.05
674 | 674 | 1800060441399 | Glenkerie | - | 16153.94 | 0.05 | 0.05
675 | 675 | 1800060450533 | Kelburn (A) | - | 9607.47 | 0.05 | 0.05
676 | 676 | 1800060450551 | Kelburn (B) | - | 9607.47 | 0.05 | 0.05
677 | 677 | 1800060450515 | Little Raith | - | 5805 | 0.05 | 0.05
678 | 678 | 1800060445659 | Drone Hill | - | 28616.08 | 0.05 | 0.05
680 | 680 | 1800060845821 | Pearie Law Wind Farm | - | 17341.95 | 0.05 | 0.05
701 | 701 | 1800060673231 | Earlseat WF | - | 13096.84 | 0.05 | 0.05
702 | 702 | 1800060740297 | Dungavel WF | - | 34461.81 | 0.05 | 0.05
687 | 687 | 1800060769747 | Burnhead Bathgate WF | - | 4652.99 | 0.05 | 0.05
679 | 679 | 1800060683709 | Ardoch & Over Enoch WF | - | 12674.84 | 0.05 | 0.05
686 | 686 | TBA 3B | Sneddon Law WF | - | 31800.28 | 0.05 | 0.05
706 | 706 | 1800060749670 | Polmadie (Waste energy A) | - | 5393.82 | 0.05 | 0.05
MSID 8732 | MSID 8732 | MSID 8732 | Glenchamber | - | 15771.17 | 0.05 | 0.05
708 | 708 | 1800060819282 | Penmansheill | - | 39046.35 | 0.05 | 0.05
MSID 8366 | MSID 8366 | MSID 8366 | Solwaybank | - | 22822.97 | 0.05 | 0.05
668 | 668 | 1800060863732 | Tormywheel | - | 11268.55 | 0.05 | 0.05
669 | 669 | 1800060872764 | Quixwood Wind Farm | - | 29445.79 | 0.05 | 0.05
MSID 8334 | MSID 8334 | MSID 8334 | Markinch | - | 23581.12 | 0.05 | 0.05
MSID 8339 | MSID 8339 | MSID 8339 | Harehill Extension | - | 9181.76 | 0.05 | 0.05
MSID 8341 | MSID 8341 | MSID 8341 | Andershaw WF | - | 28514.92 | 0.05 | 0.05
MSID 8347 | MSID 8347 | MSID 8347 | Assel Valley | - | 51778.79 | 0.05 | 0.05
MSID 8348 | MSID 8348 | MSID 8348 | Auchrobert | - | 17212.05 | 0.05 | 0.05
MSID 8349 | MSID 8349 | MSID 8349 | Harburnhead | - | 11784.31 | 0.05 | 0.05
MSID 8360 | MSID 8360 | MSID 8360 | Broxburn ESS | - | 1658.16 | 0.05 | 0.05
755 | 755 | 1800053646224 | Bonnington Power Station | -1.815 | 427.19 | 0.05 | 0.05
750 | 750 | 1800060586926 | Cathkin Braes Wind Farm | - | 6065.34 | 0.05 | 0.05
752 | 752 | 1800060614741 | Torrance WF | - | 7776.84 | 0.05 | 0.05
754 | 754 | 1800060613552 | Scottish Enterprise (Samsung WTTF) | - | 5857.12 | 0.05 | 0.05
756 | 756 | 1800060709029 | Torrance Windfarm Extension | - | 7862.86 | 0.05 | 0.05
TBA 2B | TBA 2B | TBA 2B | Redhouse Energy Storage site (ESS) | - | 891.36 | 0.05 | 0.05
TBA 5B | TBA 5B | TBA 5B | Inverclyde Windfarm | - | 1187.79 | 0.05 | 0.05
TBA 6B | TBA 6B | TBA 6B | Harelaw Gas | - | 691.87 | 0.05 | 0.05
TBA 13B | TBA 13B | TBA 13B | Byers Brae Battery Storage | - | 1905.09 | 0.05 | 0.05
711 | 711 | TBA 14B | Netherton Gas | - | 4236.51 | 0.05 | 0.05
712 | 712 | TBA 15B | Carbrain Gas | - | 3571.07 | 0.05 | 0.05
TBA 16B | TBA 16B | TBA 16B | Leven Gas Generation | - | 3592.44 | 0.05 | 0.05
TBA 17B | TBA 17B | TBA 17B | Burnfoot East WF | - | 322.4 | 0.05 | 0.05
TBA 18B | TBA 18B | TBA 18B | Roaring Hill ESS | - | 2037.8 | 0.05 | 0.05
TBA 19B | TBA 19B | TBA 19B | Carmuirs Gas | -0.832 | 3998.06 | 0.05 | 0.05

## Annex 3 Preserved charges
Back to Overview
SP Distribution - Effective from 1 April 2021 - Final LV and HV tariffs
Supercustomer preserved charges/additional LLFCs
| Closed LLFCs | PCs | Red/black unit charge p/kWh | Amber/yellow unit charge p/kWh | Green unit charge p/kWh | Fixed charge p/MPAN/day | Capacity charge p/kVA/day | Exceeded capacity charge p/kVA/day | Reactive power charge p/kVArh
Domestic Aggregated (related MPAN) | 130, 134, 135 | 2 | 10.155 | 2.03 | 1.17
Non-Domestic Aggregated | 200, 202, 203, 205, 220, 222, 400, 401, 402, 404 | 3, 4 or 5-8 | 11.609 | 2.173 | 1.174 | 6.04
Non-Domestic Aggregated (related MPAN) | 223, 242, 243, 244, 245, 246 | 4 | 11.609 | 2.173 | 1.174
Unmetered Supplies | 904, 905, 906, 907, 908, 909 | 0, 1 or 8 | 22.728 | 2.342 | 1.596
Notes: | Unit time periods are as specified in the SSC.
SP Distribution uses a default tariff for invalid settlement combinations these will be charged at the Domestic Aggregated Unrestricted Rates. The Domestic and Non-Domestic Aggregated (related MPAN) tariffs are supplementary to a standard published tariff and therefore only available under these conditions. Preserved tariffs are only available to existing supplies, subject to certain conditions: a) Suppliers may not normally transfer a meter point from one preserved tariff to another preserved tariff; b) If a supply under a preserved tariff should cease, other than on change of tenancy, the preserved tariff may not normally be restored; c) Any additional load requried to be supplied on the preserved tariff must be within the existing supply capacity.

## Annex 4 LDNO charges
Back to Overview | Copy from CDCM table 3701 "Tariffs!A42:I84" and paste values into A14 |  |  |  | Copy from EDCM table 6005 "LDNORev!B549:G683" and paste values into D57
SP Distribution - Effective from 1 April 2021 - Final LDNO tariffs
Time Bands for LV and HV Designated Properties |  |  |  |  | Time Bands for Unmetered Properties
Time periods | Red Time Band | Amber Time Band | Green Time Band |  |  |  | Black Time Band | Yellow Time Band | Green Time Band
Monday to Friday (Including Bank Holidays) All Year | 16.30 - 19.30 | 08.00 - 16.30 19.30 - 22.30 | 00.00 - 08.00 22.30 - 00.00 |  | Monday to Friday (Including Bank Holidays) June to August Inclusive |  |  | 08.00 - 22.30 | 00.00 - 08.00 22.30 - 00.00
Saturday and Sunday All Year |  | 16.00 - 20.00 | 00.00 - 16.00 20.00 - 00.00 |  | Monday to Friday (Including Bank Holidays) November to February Inclusive |  | 16.30 - 19.30 | 08.00 - 16.30 19.30 - 22.30 | 00.00 - 08.00 22.30 - 00.00
Notes | All the above times are in UK Clock time |  |  |  | Monday to Friday (Including Bank Holidays) March to May, & September to October, Inclusive |  |  | 08.00 - 22.30 | 00.00 - 08.00 22.30 - 00.00
[5 empty] | Saturday and Sunday All year |  |  | 16.00 - 20.00 | 00:00-16:00 20:00-00:00
[5 empty] | Notes |  | All the above times are in UK Clock time
|  |  | 3 | 4 | 5 | 6 | 7 | 8 | 9
|  |  | 5 | 6 | 7 | 8 | 9 | 10 | 11
Tariff name | Unique billing identifier | PCs | Red/black unit charge p/kWh | Amber/yellow unit charge p/kWh | Green unit charge p/kWh | Fixed charge p/MPAN/day | Capacity charge p/kVA/day | Exceeded capacity charge p/kVA/day | Reactive power charge p/kVArh
LDNO LV: Domestic Aggregated |  |  | 3 5: 6.188; 4 6: 1.237; Notes 5 7: 0.713; Notes 6 8: 2.98
LDNO LV: Domestic Aggregated (related MPAN) |  |  | 3 5: 6.188; 4 6: 1.237; Notes 5 7: 0.713
LDNO LV: Non-Domestic Aggregated |  |  | 3 5: 7.074; 4 6: 1.324; Notes 5 7: 0.715; Notes 6 8: 3.75
LDNO LV: Non-Domestic Aggregated (related MPAN) |  |  | 3 5: 7.074; 4 6: 1.324; Notes 5 7: 0.715
LDNO LV: LV Site Specific |  |  | 4.985 | 1.105 | 0.709 | 14.34 | 1.52 | 2.25 | 0.143
LDNO LV: Unmetered Supplies |  |  | 3 5: 13.849; 4 6: 1.427; Notes 5 7: 0.973
LDNO LV: LV Generation Aggregated |  |  | 3 5: -6.441; 4 6: -0.631; Notes 5 7: -0.016
LDNO LV: LV Generation Site Specific |  |  | 3 5: -6.441; 4 6: -0.631; Notes 5 7: -0.016; All the above times are in UK Clock time 9 11: 0.203
LDNO HV: Domestic Aggregated |  |  | 3 5: 4.025; 4 6: 0.805; Notes 5 7: 0.464; Notes 6 8: 2
LDNO HV: Domestic Aggregated (related MPAN) |  |  | 3 5: 4.025; 4 6: 0.805; Notes 5 7: 0.464
LDNO HV: Non-Domestic Aggregated |  |  | 3 5: 4.602; 4 6: 0.861; Notes 5 7: 0.465; Notes 6 8: 2.5
LDNO HV: Non-Domestic Aggregated (related MPAN) |  |  | 3 5: 4.602; 4 6: 0.861; Notes 5 7: 0.465
LDNO HV: LV Site Specific |  |  | 3.243 | 0.719 | 0.461 | 9.4 | 0.99 | 1.46 | 0.093
LDNO HV: LV Sub Site Specific |  |  | 3.461 | 0.978 | 0.752 | 5.53 | 2.94 | 3.35 | 0.089
LDNO HV: HV Site Specific |  |  | 3.218 | 1.047 | 0.861 | 93.09 | 3.71 | 4.58 | 0.076
LDNO HV: Unmetered Supplies |  |  | 3 5: 9.009; 4 6: 0.928; Notes 5 7: 0.633
LDNO HV: LV Generation Aggregated |  |  | 3 5: -6.441; 4 6: -0.631; Notes 5 7: -0.016
LDNO HV: LV Sub Generation Aggregated |  |  | 3 5: -5.689; 4 6: -0.548; Notes 5 7: -0.014
LDNO HV: LV Generation Site Specific |  |  | 3 5: -6.441; 4 6: -0.631; Notes 5 7: -0.016; All the above times are in UK Clock time 9 11: 0.203
LDNO HV: LV Sub Generation Site Specific |  |  | 3 5: -5.689; 4 6: -0.548; Notes 5 7: -0.014; All the above times are in UK Clock time 9 11: 0.182
LDNO HV: HV Generation Site Specific |  |  | 3 5: -3.733; 4 6: -0.316; Notes 5 7: -0.006; All the above times are in UK Clock time 9 11: 0.156
LDNO HVplus: Domestic Aggregated |  |  | 3 5: 2.406; 4 6: 0.481; Notes 5 7: 0.277; Notes 6 8: 1.28
LDNO HVplus: Domestic Aggregated (related MPAN) |  |  | 3 5: 2.406; 4 6: 0.481; Notes 5 7: 0.277
LDNO HVplus: Non-Domestic Aggregated |  |  | 3 5: 2.751; 4 6: 0.515; Notes 5 7: 0.278; Notes 6 8: 1.57
LDNO HVplus: Non-Domestic Aggregated (related MPAN) |  |  | 3 5: 2.751; 4 6: 0.515; Notes 5 7: 0.278
LDNO HVplus: LV Site Specific |  |  | 1.939 | 0.43 | 0.276 | 5.69 | 0.59 | 0.87 | 0.056
LDNO HVplus: LV Sub Site Specific |  |  | 2.012 | 0.569 | 0.437 | 3.29 | 1.71 | 1.95 | 0.052
LDNO HVplus: HV Site Specific |  |  | 1.852 | 0.603 | 0.496 | 53.65 | 2.14 | 2.64 | 0.044
LDNO HVplus: Unmetered Supplies |  |  | 3 5: 5.386; 4 6: 0.555; Notes 5 7: 0.378
LDNO HVplus: LV Generation Aggregated |  |  | 3 5: -2.441; 4 6: -0.239; Notes 5 7: -0.006
LDNO HVplus: LV Sub Generation Aggregated |  |  | 3 5: -2.45; 4 6: -0.236; Notes 5 7: -0.006
LDNO HVplus: LV Generation Site Specific |  |  | 3 5: -2.441; 4 6: -0.239; Notes 5 7: -0.006; All the above times are in UK Clock time 9 11: 0.077
LDNO HVplus: LV Sub Generation Site Specific |  |  | 3 5: -2.45; 4 6: -0.236; Notes 5 7: -0.006; All the above times are in UK Clock time 9 11: 0.078
LDNO HVplus: HV Generation Site Specific |  |  | -3.733 | -0.316 | -0.006 | 90.67 |  |  | 0.156
LDNO EHV: Domestic Aggregated |  |  | 3 5: 1.172; 4 6: 0.234; Notes 5 7: 0.135; Notes 6 8: 0.72
LDNO EHV: Domestic Aggregated (related MPAN) |  |  | 3 5: 1.172; 4 6: 0.234; Notes 5 7: 0.135
LDNO EHV: Non-Domestic Aggregated |  |  | 3 5: 1.34; 4 6: 0.251; Notes 5 7: 0.135; Notes 6 8: 0.86
LDNO EHV: Non-Domestic Aggregated (related MPAN) |  |  | 3 5: 1.34; 4 6: 0.251; Notes 5 7: 0.135
LDNO EHV: LV Site Specific |  |  | 0.944 | 0.209 | 0.134 | 2.87 | 0.29 | 0.43 | 0.027
LDNO EHV: LV Sub Site Specific |  |  | 0.98 | 0.277 | 0.213 | 1.7 | 0.83 | 0.95 | 0.025
LDNO EHV: HV Site Specific |  |  | 0.902 | 0.294 | 0.241 | 26.23 | 1.04 | 1.28 | 0.021
LDNO EHV: Unmetered Supplies |  |  | 3 5: 2.624; 4 6: 0.27; Notes 5 7: 0.184
LDNO EHV: LV Generation Aggregated |  |  | 3 5: -1.189; 4 6: -0.117; Notes 5 7: -0.003
LDNO EHV: LV Sub Generation Aggregated |  |  | 3 5: -1.194; 4 6: -0.115; Notes 5 7: -0.003
LDNO EHV: LV Generation Site Specific |  |  | 3 5: -1.189; 4 6: -0.117; Notes 5 7: -0.003; All the above times are in UK Clock time 9 11: 0.038
LDNO EHV: LV Sub Generation Site Specific |  |  | 3 5: -1.194; 4 6: -0.115; Notes 5 7: -0.003; All the above times are in UK Clock time 9 11: 0.038
LDNO EHV: HV Generation Site Specific |  |  | -1.818 | -0.154 | -0.003 | 44.17 |  |  | 0.076
LDNO 132kV/EHV: Domestic Aggregated |  |  | 3 5: 0.215; 4 6: 0.043; Notes 5 7: 0.025; Notes 6 8: 0.29
LDNO 132kV/EHV: Domestic Aggregated (related MPAN) |  |  | 3 5: 0.215; 4 6: 0.043; Notes 5 7: 0.025
LDNO 132kV/EHV: Non-Domestic Aggregated |  |  | 3 5: 0.245; 4 6: 0.046; Notes 5 7: 0.025; Notes 6 8: 0.31
LDNO 132kV/EHV: Non-Domestic Aggregated (related MPAN) |  |  | 3 5: 0.245; 4 6: 0.046; Notes 5 7: 0.025
LDNO 132kV/EHV: LV Site Specific |  |  | 0.173 | 0.038 | 0.025 | 0.68 | 0.05 | 0.08 | 0.005
LDNO 132kV/EHV: LV Sub Site Specific |  |  | 0.179 | 0.051 | 0.039 | 0.46 | 0.15 | 0.17 | 0.005
LDNO 132kV/EHV: HV Site Specific |  |  | 0.165 | 0.054 | 0.044 | 4.95 | 0.19 | 0.24 | 0.004
LDNO 132kV/EHV: Unmetered Supplies |  |  | 3 5: 0.48; 4 6: 0.05; Notes 5 7: 0.034
LDNO 132kV/EHV: LV Generation Aggregated |  |  | 3 5: -0.218; 4 6: -0.021; Notes 5 7: -0.001
LDNO 132kV/EHV: LV Sub Generation Aggregated |  |  | 3 5: -0.219; 4 6: -0.021; Notes 5 7: -0.001
LDNO 132kV/EHV: LV Generation Site Specific |  |  | 3 5: -0.218; 4 6: -0.021; Notes 5 7: -0.001; All the above times are in UK Clock time 9 11: 0.007
LDNO 132kV/EHV: LV Sub Generation Site Specific |  |  | 3 5: -0.219; 4 6: -0.021; Notes 5 7: -0.001; All the above times are in UK Clock time 9 11: 0.007
LDNO 132kV/EHV: HV Generation Site Specific |  |  | -0.333 | -0.028 | -0.001 | 8.09 |  |  | 0.014
LDNO 132kV: Domestic Aggregated |  |  | Notes 6 8: 0.19
LDNO 132kV: Domestic Aggregated (related MPAN) | bar: Notes 6 8; All the above times are in UK Clock time 9 11
LDNO 132kV: Non-Domestic Aggregated |  |  | Notes 6 8: 0.19
LDNO 132kV: Non-Domestic Aggregated (related MPAN) | bar: Notes 6 8; All the above times are in UK Clock time 9 11
LDNO 132kV: LV Site Specific |  |  | Notes 6 8: 0.19
LDNO 132kV: LV Sub Site Specific |  |  | Notes 6 8: 0.19
LDNO 132kV: HV Site Specific |  |  | Notes 6 8: 0.19
LDNO 132kV: Unmetered Supplies | bar: 3 5 to 4 6; Notes 6 8; All the above times are in UK Clock time 9 11
LDNO 132kV: LV Generation Aggregated | bar: All the above times are in UK Clock time 9 11
LDNO 132kV: LV Sub Generation Aggregated | bar: All the above times are in UK Clock time 9 11
LDNO 132kV: LV Generation Site Specific | bar: All the above times are in UK Clock time 9 11
LDNO 132kV: LV Sub Generation Site Specific | bar: All the above times are in UK Clock time 9 11
LDNO 132kV: HV Generation Site Specific | bar: All the above times are in UK Clock time 9 11
LDNO 0000: Domestic Aggregated |  |  | Notes 6 8: 0.19
LDNO 0000: Domestic Aggregated (related MPAN) | bar: Notes 6 8; All the above times are in UK Clock time 9 11
LDNO 0000: Non-Domestic Aggregated |  |  | Notes 6 8: 0.19
LDNO 0000: Non-Domestic Aggregated (related MPAN) | bar: Notes 6 8; All the above times are in UK Clock time 9 11
LDNO 0000: LV Site Specific |  |  | Notes 6 8: 0.19
LDNO 0000: LV Sub Site Specific |  |  | Notes 6 8: 0.19
LDNO 0000: HV Site Specific |  |  | Notes 6 8: 0.19
LDNO 0000: Unmetered Supplies | bar: 3 5 to 4 6; Notes 6 8; All the above times are in UK Clock time 9 11
LDNO 0000: LV Generation Aggregated | bar: All the above times are in UK Clock time 9 11
LDNO 0000: LV Sub Generation Aggregated | bar: All the above times are in UK Clock time 9 11
LDNO 0000: LV Generation Site Specific | bar: All the above times are in UK Clock time 9 11
LDNO 0000: LV Sub Generation Site Specific | bar: All the above times are in UK Clock time 9 11
LDNO 0000: HV Generation Site Specific | bar: All the above times are in UK Clock time 9 11

## Annex 5 LLFs
Back to Overview
This table has intentionally been left blank. The line loss factors that are approved by the BSC Panel for the applicable year and consequently published on the Elexon website will take precedence and be used in Settlement. This annex will be re-published once these values are available.
SP Distribution - Illustrative LLFs for year beginning 1 April 2021
Time periods | Period 1 | Period 2 | Period 3 | Period 4
| (Name 1) | (Name 2) | (Name 3) | (Name 4)
Monday to Friday March to October | 23:30 – 07:30 | 07:30 – 23:30
Monday to Friday November to February | 23:30 – 07:30 | 20:00 – 23:30 | 07:30 – 16:00 19:00 – 20:00 | 16:00 – 19:00
Saturday and Sunday All Year | 23:30 – 07:30 | 07:30 – 23:30
Notes | All the above times are in UK Clock time
Generic demand and generation LLFs
Metered voltage, respective periods and associated LLFCs
Metered voltage | Period 1 | Period 2 | Period 3 | Period 4 | Associated LLFC
Low-voltage network
Low-voltage substation
High-voltage network
High-voltage substation
33kV generic
33kV generic
132kV generic
132kV generic
EHV site specific LLFs
Demand
Site | Period 1 | Period 2 | Period 3 | Period 4 | Associated LLFC
Site 1
Site 2
Site 3
Site 4
Site 5
EHV site specific LLFs
Generation
Site | Period 1 | Period 2 | Period 3 | Period 4 | Associated LLFC
Site 1
Site 2
Site 3
Site 4
Site 5

## Annex 6 New or Amended EHV
Back to Overview | [6 empty] | Note: The list of MPANs/MSIDs provided may be incomplete; the DNO reserves the right to apply the listed charges to any other MPANs/MSIDs associated with the site. If sites appear in both Annex 2 and Annex 6, the charges in Annex 6 take precedence. Where an existing Designated EHV Property is modified and energised in the charging year, we may revise the EDCM charges for the modified Designated EHV Property.
Annex 6 - Charges for New or Amended Designated EHV Properties
SP Distribution - Effective from 1 April 2021 - Final new designated EHV charges
Effective from date | Import Unique Identifier | LLFC | Import MPANs/MSIDs | Export Unique Identifier | LLFC | Export MPANs/MSIDs | Name | Import Super Red unit charge (p/kWh) | Import fixed charge (p/day) | Import capacity charge (p/kVA/day) | Import exceeded capacity charge (p/kVA/day) | Export Super Red unit charge (p/kWh) | Export fixed charge (p/day) | Export capacity charge (p/kVA/day) | Export exceeded capacity charge (p/kVA/day)
| EDCM import 1 |  |  | EDCM export 1
| EDCM import 2 |  |  | EDCM export 2
| EDCM import 3 |  |  | EDCM export 3
| EDCM import 4 |  |  | EDCM export 4
| EDCM import 5 |  |  | EDCM export 5
| EDCM import 6 |  |  | EDCM export 6
| EDCM import 7 |  |  | EDCM export 7
| EDCM import 8 |  |  | EDCM export 8
| EDCM import 9 |  |  | EDCM export 9
| EDCM import 10 |  |  | EDCM export 10
SP Distribution - Effective from 1 April 2021 - Final new designated EHV line loss factors
Effective from date | Import Unique Identifier | LLFC | Import MPANs/MSIDs | Export Unique Identifier | LLFC | Export MPANs/MSIDs | Name | Import LLF period 1 | Import LLF period 2 | Import LLF period 3 | Import LLF period 4 | Export LLF period 1 | Export LLF period 2 | Export LLF period 3 | Export LLF period 4
| EDCM Import 1 |  |  | EDCM Export 1
| EDCM Import 2 |  |  | EDCM Export 2
| EDCM Import 3 |  |  | EDCM Export 3
| EDCM Import 4 |  |  | EDCM Export 4
| EDCM Import 5 |  |  | EDCM Export 5
| EDCM Import 6 |  |  | EDCM Export 6
| EDCM Import 7 |  |  | EDCM Export 7
| EDCM Import 8 |  |  | EDCM Export 8
| EDCM Import 9 |  |  | EDCM Export 9
| EDCM Import 10 |  |  | EDCM Export 10

## Annex 7 Pass-Through Costs
Back to Overview
SP Distribution - Effective from 1 April 2021 - Final Supplier of Last Resort and Eligible Bad Debt Pass-Through Costs
Tariff name | Open LLFCs / LDNO unique billing identifier | PCs | Supplier of Last Resort Fixed charge adder* p/MPAN/day | Excess Supplier of Last Resort Fixed charge adder** p/MPAN/day | Eligible Bad Debt Fixed charge adder*** p/MPAN/day
Domestic Aggregated | 100, 101, 110, 111, 114, 115, 118, 119, 120, 121, 160, 161, 162, 163, 180 | 1-2 | 0.01 |  | 0.19
Non-Domestic Aggregated | 200, 201, 202, 203, 204, 205, 220, 221, 222, 224, 260, 280, 400, 401, 402, 404 | 3, 4 or 5-8 |  |  | 0.19
LV Site Specific | 500, 504 | 0 |  |  | 0.19
LV Sub Site Specific | 506, 507 | 0 |  |  | 0.19
HV Site Specific | 501, 505 | 0 |  |  | 0.19
LDNO LV: Domestic Aggregated |  |  | 0.01 |  | 0.19
LDNO LV: Non-Domestic Aggregated |  |  |  |  | 0.19
LDNO LV: LV Site Specific |  |  |  |  | 0.19
LDNO HV: Domestic Aggregated |  |  | 0.01 |  | 0.19
LDNO HV: Non-Domestic Aggregated |  |  |  |  | 0.19
LDNO HV: LV Site Specific |  |  |  |  | 0.19
LDNO HV: LV Sub Site Specific |  |  |  |  | 0.19
LDNO HV: HV Site Specific |  |  |  |  | 0.19
LDNO HVplus: Domestic Aggregated |  |  | 0.01 |  | 0.19
LDNO HVplus: Non-Domestic Aggregated |  |  |  |  | 0.19
LDNO HVplus: LV Site Specific |  |  |  |  | 0.19
LDNO HVplus: LV Sub Site Specific |  |  |  |  | 0.19
LDNO HVplus: HV Site Specific |  |  |  |  | 0.19
LDNO EHV: Domestic Aggregated |  |  | 0.01 |  | 0.19
LDNO EHV: Non-Domestic Aggregated |  |  |  |  | 0.19
LDNO EHV: LV Site Specific |  |  |  |  | 0.19
LDNO EHV: LV Sub Site Specific |  |  |  |  | 0.19
LDNO EHV: HV Site Specific |  |  |  |  | 0.19
LDNO 132kV/EHV: Domestic Aggregated |  |  | 0.01 |  | 0.19
LDNO 132kV/EHV: Non-Domestic Aggregated |  |  |  |  | 0.19
LDNO 132kV/EHV: LV Site Specific |  |  |  |  | 0.19
LDNO 132kV/EHV: LV Sub Site Specific |  |  |  |  | 0.19
LDNO 132kV/EHV: HV Site Specific |  |  |  |  | 0.19
LDNO 132kV: Domestic Aggregated |  |  | 0.01 |  | 0.19
LDNO 132kV: Non-Domestic Aggregated |  |  |  |  | 0.19
LDNO 132kV: LV Site Specific |  |  |  |  | 0.19
LDNO 132kV: LV Sub Site Specific |  |  |  |  | 0.19
LDNO 132kV: HV Site Specific |  |  |  |  | 0.19
LDNO 0000: Domestic Aggregated |  |  | 0.01 |  | 0.19
LDNO 0000: Non-Domestic Aggregated |  |  |  |  | 0.19
LDNO 0000: LV Site Specific |  |  |  |  | 0.19
LDNO 0000: LV Sub Site Specific |  |  |  |  | 0.19
LDNO 0000: HV Site Specific |  |  |  |  | 0.19
*Supplier of Last Resort pass-through costs which are recovered on a two year lag allocated to all domestic tariffs with a fixed charge (including LDNO)
**Supplier of Last Resort pass-through costs which are not recovered on a two year lag allocated to all domestic tariffs with a fixed charge (including LDNO)
***Eligible Bad Debt pass-through costs allocated to all metered demand tariffs (including LDNO)

## Nodal prices
Back to Overview
SP Distribution - Effective from 1 April 2021 - Final Nodal/Zonal charges
Node/Zone ID | Geographical name | Local charge 1 £/kVA | Remote charge 1 £/kVA
KILBOWIE 33kV | 2 |  | 0
STRATHLEVEN | 2 |  | 0
CUMBERNAULD | 2 |  | 0
ST ANDREWS CROSS | 2 |  | 0
DUNBAR | 2 |  | 0
COATBRIDGE | 2 |  | 0
GLENLUCE & NEWTON STEWART | 2 |  | 0
LINMILL & NEWARTHILL | 2 |  | 0
DEVONSIDE | 2 |  | 0
LIVINGSTON EAST | 2 |  | 0
CHAPELCROSS | 2 |  | 0
SHRUBHILL | 2 |  | 0
LEVEN | 2 |  | 0
DRUMCHAPEL | 2 |  | 0
JOHNSTONE | 2 |  | 0
E KILBRIDE SOUTH | 2 |  | 0
BATHGATE | 2 |  | 0
MAYBOLE | 2 |  | 0
CUPAR | 2 |  | 12.0278
CROOKSTON A | 2 |  | 0
GRANGEMOUTH A | 2 |  | 0
EASTERHOUSE | 2 |  | 0
AYR | 2 |  | 2.3111
BERWICK & ECCLES & GALASHIELS | 2 |  | 0
SIGHTHILL | 2 |  | 0.34446
CLYDE'S MILL | 2 |  | 0
BAINSFORD | 2 |  | 0
DEVOL MOOR | 2 |  | 0
KILLERMONT | 2 |  | 0
KILMARNOCK SOUTH | 2 |  | 5.3045
PAISLEY | 2 |  | 0
BROXBURN | 2 |  | 0
KILMARNOCK TOWN | 2 |  | 0
WISHAW | 2 |  | 0
GIFFNOCK | 2 |  | 0
REDHOUSE | 2 |  | 0
STRATHAVEN | 2 |  | 0
HAWICK | 2 |  | 2.5865
BONNYBRIDGE | 2 |  | 2.1466
KAIMES | 2 |  | 0
WESTFIELD | 2 |  | 0
HELENSBURGH | 2 |  | 0
BRAEHEAD PARK | 2 |  | 2.7864
HUNTERSTON FARM | 2 |  | 0
GLENNISTON | 2 |  | 0
INVERKEITHING | 2 |  | 0
SALTCOATS A | 2 |  | 0
SPANGO VALLEY | 2 |  | 0
DUNFERMLINE | 2 |  | 0
GOVAN | 2 |  | 0
DUMFRIES | 2 |  | 0
CHARLOTTE STREET | 2 |  | 0
CARNTYNE | 2 |  | 0
PORT DUNDAS | 2 |  | 0
COYLTON | 2 |  | 0
COCKENZIE | 2 |  | 4.5334
GLENROTHES | 2 |  | 0
EAST KILBRIDE | 2 |  | 0
STIRLING | 2 |  | 0
WHISTLEFIELD | 2 |  | 0
DEWAR PLACE | 2 |  | 2.7069
CROOKSTON B | 2 |  | 0
KILWINNING | 2 |  | 8.0868
DRUMCROSS | 2 |  | 0
WEST GEORGE ST | 2 |  | 0
DUMFRIES ICI | 2 |  | 0
ERSKINE | 2 |  | 0
SALTCOATS B | 2 |  | 0
PARTICK | 2 |  | 0
WHITEHOUSE | 2 |  | 0
GORGIE | 2 |  | 0
HAGGS ROAD | 2 |  | 0
PORTOBELLO | 2 |  | 0.024603
TELFORD ROAD | 2 |  | 0
RAVENSCRAIG | 2 |  | 0
TONGLAND 11kV GSP | 2 |  | 0
ABBEY/ABBE5-11.000 | 3 | KILBOWIE 33kV | 0
ABERFO1A 11.000 | 3 | STRATHLEVEN | 0
ABRON/ABRL5-11.000 | 3 | CUMBERNAULD | 0
ADMIR/ADMS6-6.6000 | 3 | ST ANDREWS CROSS | 0
AIRDR/AIRD5-11.000 | 3 | COATBRIDGE | 0
ALLAN/ALBK5-11.000 | 3 | LINMILL & NEWARTHILL | 0
ALLOA/ALGA5-11.000 | 3 | DEVONSIDE | 1.9851
ALMON/ALMV5-11.000 | 3 | LIVINGSTON EAST | 0
ANNAN/ANAN5-11.000 | 3 | CHAPELCROSS | 3.5404
ANNFI/ANNF6-6.6000 | 3 | SHRUBHILL | 0
ANSTR/ANST5-11.000 | 3 | LEVEN | 0
ARCHE/ARCR5-11.000 | 3 | DRUMCHAPEL | 0
ARDGO/ARDD5-11.000 | 3 | JOHNSTONE | 0
ARMAD/ARMA5-11.000 | 3 | BATHGATE | 0
ATHLE/ATHL0G11.000 | 3 | CHARLOTTE STREET | 0
AUCHEN1A 11.000 | 3 | STRATHLEVEN | 0
AUCHT/AUCM5-11.000 | 3 | CUPAR | 0
AUCHN/AUCN5-11.000 | 3 | GLENLUCE & NEWTON STEWART | 0
AURS /AURR5-11.000 | 3 | CROOKSTON A | 0
AVECI/AVEC5-11.000 | 3 | GRANGEMOUTH A | 0
AVENU/AVEE5-11.000 | 3 | EASTERHOUSE | 0
AYTON/AYTO5-11.000 | 3 | BERWICK & ECCLES & GALASHIELS | 7.3493
BARNT/BAGR5-11.000 | 3 | SIGHTHILL | 0
BAKER/BAKS5-11.000 | 3 | DEVOL MOOR | 0
BALGR/BALG5-11.000 | 3 | SIGHTHILL | 0
BALH/BALH0G 11.000 | 3 | DEVONSIDE | 0
BALLO/BALL5-11.000 | 3 | STRATHLEVEN | 0
BALMO/BAMO5-11.000 | 3 | KILLERMONT | 0
BARNT/BAQU6-6.6000 | 3 | SIGHTHILL | 0
BARRH/BARH5-11.000 | 3 | GLENLUCE & NEWTON STEWART | 0
BARRH/BARR5-11.000 | 3 | CROOKSTON A | 0
BARTE/BART5-11.000 | 3 | PAISLEY | 0
BELHA/BELH5-11.000 | 3 | DUNBAR | 0
BELLS/BELS5-11.000 | 3 | LINMILL & NEWARTHILL | 0
BELHA/BELW5-11.000 | 3 | WISHAW | 0
BERRY/BERR5-11.000 | 3 | GIFFNOCK | 0
BIGGA/BGAR5-11.000 | 3 | LINMILL & NEWARTHILL | 0
BISHO/BIBR5-11.000 | 3 | KILLERMONT | 0
BISHO/BISH5-11.000 | 3 | EASTERHOUSE | 0
BIRRE/BIWY5-11.000 | 3 | REDHOUSE | 0
BLAIRL1A 11.000 | 3 | STRATHLEVEN | 0
BLACK/BLAS5-11.000 | 3 | PAISLEY | 0
BLACK/BLBU5-11.000 | 3 | BATHGATE | 0
BONNI/BONG5-11.000 | 3 | LINMILL & NEWARTHILL | 4.6823
BONES/BONS5-11.000 | 3 | GRANGEMOUTH A | 0
BONNI/BORO5-11.000 | 3 | SHRUBHILL | 0
BOUND/BOUS5-11.000 | 3 | DEVOL MOOR | 0
BOWHI/BOWH5-11.000 | 3 | WESTFIELD | 0
BP FI/BPFI5-11.000 | 3 | HELENSBURGH | 0
BRAID/BRAD5-11.000 | 3 | LINMILL & NEWARTHILL | 0
BROXB/BROX5-11.000 | 3 | BROXBURN | 0
BURNT/BUIS5-11.000 | 3 | GLENNISTON | 0
BURNB/BUNK5-11.000 | 3 | STRATHAVEN | 0
BURGH/BURG5-11.000 | 3 | KAIMES | 0
BURNF/BURN5-11.000 | 3 | GIFFNOCK | 0
BURNS/BUSI5-11.000 | 3 | INVERKEITHING | 0
BYREH/BYRE5-11.000 | 3 | SALTCOATS A | 0
CALLE/CADA5-11.000 | 3 | BAINSFORD | 0
CADDL/CADD5-11.000 | 3 | SPANGO VALLEY | 0
CALAI/CALA5A11.000 | 3 | INVERKEITHING | 0
CALAI/CALA5B11.000 | 3 | DUNFERMLINE | 0
CASTL/CALE5-11.000 | 3 | GIFFNOCK | 0
CAMEL/CALO5-11.000 | 3 | BONNYBRIDGE | 0
CALTO/CALT5-11.000 | 3 | SHRUBHILL | 0
CAMER/CAME5-11.000 | 3 | BROXBURN | 0
CASTL/CAND5A11.000 | 3 | INVERKEITHING | 0
CASTL/CAND5B11.000 | 3 | INVERKEITHING | 0
CARDO/CARD5-11.000 | 3 | GOVAN | 0
CARFI/CARF5-11.000 | 3 | LINMILL & NEWARTHILL | 0
CARGE/CARG5-11.000 | 3 | DUMFRIES | 0
CARMU/CARM5-11.000 | 3 | CHARLOTTE STREET | 0
CARRO/CARN5-11.000 | 3 | BAINSFORD | 4.9111
CARRU/CARU5-11.000 | 3 | DUMFRIES | 0
CASTL/CASM5-11.000 | 3 | GIFFNOCK | 0
CATH01 11.000 | 3 | CLYDE'S MILL | 0
CATHK/CATK5-11.000 | 3 | E KILBRIDE SOUTH | 0
CHAPE/CHAL5-11.000 | 3 | LINMILL & NEWARTHILL | 0
CHAPE/CHEL5-11.000 | 3 | REDHOUSE | 0
CHIRN/CHIR5-11.000 | 3 | BERWICK & ECCLES & GALASHIELS | 0
CHARL/CHLS5-11.000 | 3 | PORT DUNDAS | 0
CLARK/CLAR5-11.000 | 3 | GIFFNOCK | 0
CLUNY/CLUN5-11.000 | 3 | GLENNISTON | 0
CLARK/CLWA5-11.000 | 3 | COATBRIDGE | 0
CLYDE/CLYB5-11.000 | 3 | KILBOWIE 33kV | 0
CUMNO/CNOK5-11.000 | 3 | COYLTON | 0
CRAIG/CNUK5-11.000 | 3 | WISHAW | 0
CODDI/CODC5-11.000 | 3 | LINMILL & NEWARTHILL | 0
COLDS/COLD5-11.000 | 3 | BERWICK & ECCLES & GALASHIELS | 0
COLIN/COLI5-11.000 | 3 | LEVEN | 0
COLLY/COLL5-11.000 | 3 | GLENROTHES | 0
COLLE/COMI5-11.000 | 3 | EAST KILBRIDE | 0
CONSE/CONS5-11.000 | 3 | EASTERHOUSE | 0
COLQU/COQU5-11.000 | 3 | STIRLING | 0
COMME/CORO5-11.000 | 3 | HAWICK | 0
COULP/COUL5-11.000 | 3 | WHISTLEFIELD | 0
COWDE/COWD5-11.000 | 3 | WESTFIELD | 0
COWGA/COWG5-11.000 | 3 | DEWAR PLACE | 0
COWIE/COWI5-11.000 | 3 | STIRLING | 0
CRAIG/CRAR5-11.000 | 3 | DRUMCHAPEL | 0
CRAIG/CRDO5-11.000 | 3 | STRATHLEVEN | 0
CRONB/CRON5-11.000 | 3 | COYLTON | 0
CROOK/CROO5-11.000 | 3 | CROOKSTON B | 0
CREET/CRTO5-11.000 | 3 | GLENLUCE & NEWTON STEWART | 0
COUSL/CSLA5-11.000 | 3 | LIVINGSTON EAST | 0
DALRY/DADR5-11.000 | 3 | KILWINNING | 0
DALGE/DALG5-11.000 | 3 | INVERKEITHING | 0
DARVE/DARV5-11.000 | 3 | COYLTON | 0
DDUF00 11.000 | 3 | BATHGATE | 0
DEANS/DEAS5-11.000 | 3 | DRUMCROSS | 0
DEANS/DECL5-11.000 | 3 | HAWICK | 0
DENHO/DENH5-11.000 | 3 | HAWICK | 0
DENMA/DENS5-11.000 | 3 | PORT DUNDAS | 0
DEDRI/DERI5-11.000 | 3 | LIVINGSTON EAST | 0
DEWAR/DEWP5-11.000 | 3 | DEWAR PLACE | 0
DIGIT/DIGI5-11.000 | 3 | BROXBURN | 0
DUNDA/DNDS5-11.000 | 3 | WEST GEORGE ST | 0
DOUGL/DOWE5-11.000 | 3 | LINMILL & NEWARTHILL | 0
DRUMC/DRUR5-11.000 | 3 | DRUMCHAPEL | 0
DRUML/DRUY5-11.000 | 3 | COYLTON | 0
DRYMEN1A 11.000 | 3 | STRATHLEVEN | 0
DUNSC/DUCO5-11.000 | 3 | DUMFRIES | 0
DUNDY/DUDY5-11.000 | 3 | COATBRIDGE | 0
DURIE/DUHO5-11.000 | 3 | LEVEN | 0
DUMBA/DUMB5-11.000 | 3 | STRATHLEVEN | 0
DUNS/DUNS5- 11.000 | 3 | BERWICK & ECCLES & GALASHIELS | 9.5298
EALA00 11.000 | 3 | BERWICK & ECCLES & GALASHIELS | 3.395
EAST /EALI5-11.000 | 3 | DUNBAR | 0
EAST /EAMA5-11.000 | 3 | BROXBURN | 0
EASTE/EARD5-11.000 | 3 | SHRUBHILL | 0
EARLS/EARL5-11.000 | 3 | BERWICK & ECCLES & GALASHIELS | 0
EAST /EATR5-11.000 | 3 | SHRUBHILL | 0
EDINB/EDDN5-11.000 | 3 | SHRUBHILL | 0
ELIZA/ELIS6-6.6000 | 3 | GOVAN | 0
ELLIO/ELLS5-11.000 | 3 | WEST GEORGE ST | 0
EARLS/ELRO5-11.000 | 3 | GRANGEMOUTH A | 0
ERSKI/ERSK5-11.000 | 3 | ERSKINE | 0
EYEMO/EYEM5-11.000 | 3 | BERWICK & ECCLES & GALASHIELS | 0
FAIRL/FAIR5-11.000 | 3 | SALTCOATS B | 0
FASLA/FASL5-11.000 | 3 | WHISTLEFIELD | 0
FINNO/FINN5-11.000 | 3 | SPANGO VALLEY | 0
FIRHI/FIRR5-11.000 | 3 | KILLERMONT | 0
FLEMI/FLES5-11.000 | 3 | PORT DUNDAS | 0
FORGA/FORG5-11.000 | 3 | CUPAR | 0
FORTH/FOST5-11.000 | 3 | STIRLING | 0
FRANK/FRAN5-11.000 | 3 | CLYDE'S MILL | 0
FROGS/FROG5-11.000 | 3 | KAIMES | 0
FORTH/FRTH5-11.000 | 3 | LINMILL & NEWARTHILL | 0
GAREL/GARE5-11.000 | 3 | HELENSBURGH | 0
GAUZE/GARO5-11.000 | 3 | GRANGEMOUTH A | 0
GARTS/GASH5-11.000 | 3 | EASTERHOUSE | 0
GARTA/GATA5-11.000 | 3 | DEVONSIDE | 0
GEORG/GESL5-11.000 | 3 | WHITEHOUSE | 0
GIRTH/GIRT5-11.000 | 3 | JOHNSTONE | 0
GIRVA/GIRV5-11.000 | 3 | MAYBOLE | 0
GLASG/GLAA5-11.000 | 3 | PAISLEY | 0
GLENN/GLEG0G11.000 | 3 | KILMARNOCK TOWN | 0
GLENG/GLGA5-11.000 | 3 | AYR | 0
GLENL/GLLU5-11.000 | 3 | GLENLUCE & NEWTON STEWART | 0
GLENM/GLMA5-11.000 | 3 | EASTERHOUSE | 5.0852
GLTE10 11.000 | 3 | BERWICK & ECCLES & GALASHIELS | 0
GLENW/GLWO5-11.000 | 3 | GLENROTHES | 0
GORDO/GORD5-11.000 | 3 | BERWICK & ECCLES & GALASHIELS | 0
GORGI/GORG5-11.000 | 3 | GORGIE | 3.5522
GRANT/GRAS5-11.000 | 3 | WEST GEORGE ST | 0
GREEN/GREG0-11.000 | 3 | CUMBERNAULD | 0
GREEN/GRLA5-11.000 | 3 | BERWICK & ECCLES & GALASHIELS | 0
GRETN/GRNA5-11.000 | 3 | CHAPELCROSS | 0
GRANT/GRPA5-11.000 | 3 | DEWAR PLACE | 0
GRASS/GRYA5-11.000 | 3 | KILMARNOCK TOWN | 0
GYLEM/GYLE5-11.000 | 3 | BSP:BP DA/BPDAT133.000 | 0
HAGGS/HAGR5-11.000 | 3 | HAGGS ROAD | 0
HAMIL/HAMN5-11.000 | 3 | STRATHAVEN | 0
HECLA/HECA5-11.000 | 3 | DRUMCHAPEL | 0
HEATH/HEFI5-11.000 | 3 | AYR | 0
HELEN/HELS6-6.6000 | 3 | GOVAN | 0
HENDE/HERO5-11.000 | 3 | SHRUBHILL | 0
HIGH /HIBL5-11.000 | 3 | EAST KILBRIDE | 0
HIGH /HIMA5-11.000 | 3 | STRATHLEVEN | 0
HORNC/HORN5-11.000 | 3 | BERWICK & ECCLES & GALASHIELS | 0
HUNTE/HUNS5-11.000 | 3 | CHARLOTTE STREET | 0
HUNTE/HUNT5-11.000 | 3 | EAST KILBRIDE | 0
HUNTE/HUST5-11.000 | 3 | HUNTERSTON FARM | 0
DUMFR/ICID5-11.000 | 3 | DUMFRIES ICI | 0
INVER/INRO5-11.000 | 3 | SPANGO VALLEY | 0
IRVIN/IRVI5-11.000 | 3 | KILWINNING | 1.6734
JACKT/JACT5-11.000 | 3 | E KILBRIDE SOUTH | 0
JOHNS/JOHN5-11.000 | 3 | JOHNSTONE | 0
KELLI/KEBA5-11.000 | 3 | DEVONSIDE | 0
KELTY/KELT5-11.000 | 3 | WESTFIELD | 0
KELVI/KELV5-11.000 | 3 | E KILBRIDE SOUTH | 0
KENNI/KENA5-11.000 | 3 | CROOKSTON B | 0
KEPCUL1A 11.000 | 3 | STRATHLEVEN | 0
KELVI/KEVS5-11.000 | 3 | PARTICK | 0
KILMA/KIAR5-11.000 | 3 | KILLERMONT | 0
KIRKB/KIBA5-11.000 | 3 | CHAPELCROSS | 0
KINGS/KIBL5-11.000 | 3 | KAIMES | 0
KILMA/KICM5-11.000 | 3 | JOHNSTONE | 0
KILLO/KICO5-11.000 | 3 | COYLTON | 4.3276
KILDR/KIDR5-11.000 | 3 | CUMBERNAULD | 0
KINGS/KIIR5-11.000 | 3 | BRAEHEAD PARK | 0
KILLEA1A 11.000 | 3 | STRATHLEVEN | 0
KILMA/KIMA5-11.000 | 3 | KILMARNOCK SOUTH | 0
KINGS/KIRN5-11.000 | 3 | SIGHTHILL | 1.8365
KIRKI/KIRT5-11.000 | 3 | EASTERHOUSE | 0
KINGS/KISL5-11.000 | 3 | KAIMES | 0
KILSY/KISY5-11.000 | 3 | BONNYBRIDGE | 0
KIRKT/KITO5-11.000 | 3 | LIVINGSTON EAST | 0
KILMA/KMPL0G11.000 | 3 | KILLERMONT | 0
LARBE/LABE5-11.000 | 3 | BONNYBRIDGE | 0
LANGS/LANG5-11.000 | 3 | HAGGS ROAD | 0
LANAR/LANK5-11.000 | 3 | LINMILL & NEWARTHILL | 0
LANGL/LANS5-11.000 | 3 | KILMARNOCK TOWN | 0
LARKF/LARK5-11.000 | 3 | SPANGO VALLEY | 0
LARKH/LATO5-11.000 | 3 | WISHAW | 0
LAUDE/LAUD5-11.000 | 3 | BERWICK & ECCLES & GALASHIELS | 0
LEVEN/LEBA5-11.000 | 3 | LEVEN | 5.3518
LEONA/LECH5-11.000 | 3 | STRATHAVEN | 0
LESMA/LEGO5-11.000 | 3 | LINMILL & NEWARTHILL | 0
LETHA/LEHI5-11.000 | 3 | COYLTON | 0
LESLI/LESS5-11.000 | 3 | ST ANDREWS CROSS | 0
LEUCH/LEUC5-11.000 | 3 | CUPAR | 0
LEVEN/LEVS5-11.000 | 3 | WISHAW | 0
LITTL/LIFR5-11.000 | 3 | KAIMES | 0
LINTO/LILA5-11.000 | 3 | GLENNISTON | 0
LINLI/LINL5-11.000 | 3 | GRANGEMOUTH A | 0
LINTH/LINR5-11.000 | 3 | CROOKSTON A | 0
LINTH/LINT5-11.000 | 3 | GOVAN | 0
LOWER/LLRO5-11.000 | 3 | PORTOBELLO | 0
LONGA/LOAN5P11.000 | 3 | DUNFERMLINE | 0
LOCKE/LOBI5-11.000 | 3 | CHAPELCROSS | 0
LOCHW/LOCW5-11.000 | 3 | JOHNSTONE | 0
LOANI/LONI5-11.000 | 3 | BERWICK & ECCLES & GALASHIELS | 0
LOCHE/LOQU5-11.000 | 3 | PORTOBELLO | 0
LOCHS/LOSI5-11.000 | 3 | DUMFRIES | 0
LOANS/LOST5-11.000 | 3 | KAIMES | 0
LUGTO/LUGT5-11.000 | 3 | KAIMES | 0
MAYBO/MABO5-11.000 | 3 | MAYBOLE | 0
MARKE/MAHI5-11.000 | 3 | EAST KILBRIDE | 0
MAUCH/MALI5-11.000 | 3 | COYLTON | 0
MARTI/MART5-11.000 | 3 | WHITEHOUSE | 0
MAUKI/MAUR5-11.000 | 3 | CARNTYNE | 0
MAXWE/MAXS5-11.000 | 3 | WHITEHOUSE | 0
MAXWE/MAXT5-11.000 | 3 | DUMFRIES | 0
MIDDL/MBPV0G11.000 | 3 | REDHOUSE | 0
MEADO/MEAR6-6.6000 | 3 | PARTICK | 0
METHI/MEHI5-11.000 | 3 | LEVEN | 0
MENST/MENS5-11.000 | 3 | DEVONSIDE | 0
MILLE/MHIL0G11.000 | 3 | PORTOBELLO | 0
MIDDL/MIBI5-11.000 | 3 | CHAPELCROSS | 0
MILLI/MILL5-11.000 | 3 | JOHNSTONE | 0
MILL /MIST5-11.000 | 3 | AYR | 0
MITCH/MITS5-11.000 | 3 | WEST GEORGE ST | 0
MOFFA/MOFT5-11.000 | 3 | CHAPELCROSS | 0
MONKT/MOHA5-11.000 | 3 | PORTOBELLO | 0
MONKT/MONK5-11.000 | 3 | KILMARNOCK SOUTH | 0
MOREB/MORE5-11.000 | 3 | HAWICK | 0
MORTO/MORT5-11.000 | 3 | WHITEHOUSE | 0
MUIRH/MUBA5-11.000 | 3 | TELFORD ROAD | 0
MUIRH/MUHO5-11.000 | 3 | WISHAW | 0
MYOTH/MYOT5-11.000 | 3 | BONNYBRIDGE | 0
MYRTL/MYRT5-11.000 | 3 | COATBRIDGE | 0
N.B. /NBDI5-11.000 | 3 | GORGIE | 0
NEWBU/NEBU5-11.000 | 3 | CUPAR | 0
NEW C/NECU5-11.000 | 3 | COYLTON | 0
NEWHO/NEHO5-11.000 | 3 | LINMILL & NEWARTHILL | 0
NEILS/NELA5-11.000 | 3 | STRATHAVEN | 0
NEWMI/NEMI5-11.000 | 3 | KILMARNOCK SOUTH | 0
NETHE/NETH5-11.000 | 3 | DUNFERMLINE | 0
NEWTO/NETS5-11.000 | 3 | GLENLUCE & NEWTON STEWART | 0
NEWBR/NEWB5-11.000 | 3 | BROXBURN | 0
NEWCA/NEWC5-11.000 | 3 | CHAPELCROSS | 0
NEWLA/NEWL5-11.000 | 3 | GIFFNOCK | 0
NORTH/NOBE5-11.000 | 3 | DUNBAR | 5.5233
NORHA/NORH5-11.000 | 3 | BERWICK & ECCLES & GALASHIELS | 0
NORTH/NORO5-11.000 | 3 | BERWICK & ECCLES & GALASHIELS | 0
OAKFI/OAKD5-11.000 | 3 | BERWICK & ECCLES & GALASHIELS | 0
OLD B/OBRI5-11.000 | 3 | AYR | 0
OCEAN/OCEA5-11.000 | 3 | SHRUBHILL | 0
OLD D/OLDD6-6.6000 | 3 | PARTICK | 0
OVERT/OVTO5-11.000 | 3 | WISHAW | 0
OXGAN/OXRO5-11.000 | 3 | WHITEHOUSE | 0
PARK /PARO5-11.000 | 3 | WHITEHOUSE | 0
PAULV/PAVI5-11.000 | 3 | BATHGATE | 0
PENIC/PECU5-11.000 | 3 | KAIMES | 0
PENCA/PENC5-11.000 | 3 | COCKENZIE | 0
PENPO/PEPO5-11.000 | 3 | DUMFRIES | 0
PEPPE/PEPP5-11.000 | 3 | COCKENZIE | 0
PETER/PETR5-11.000 | 3 | PORT DUNDAS | 0
PITTE/PICH5-11.000 | 3 | REDHOUSE | 0
PILTO/PIDR5-11.000 | 3 | DEWAR PLACE | 0
PINWH/PIWH5-11.000 | 3 | MAYBOLE | 0
PORTO/POOB5-11.000 | 3 | PORTOBELLO | 0
PREST/PRES5-11.000 | 3 | COCKENZIE | 0
PYRAM/PYRA5-11.000 | 3 | BATHGATE | 0
QUEEN/QUDR5-11.000 | 3 | KILMARNOCK TOWN | 0
QUEEN/QUWA5-11.000 | 3 | GLENROTHES | 0
RAITH/RAIT5-11.000 | 3 | GLENNISTON | 0
RANDO/RALA5-11.000 | 3 | DEWAR PLACE | 0
RALST/RALS5-11.000 | 3 | CROOKSTON B | 0
RANDO/RANR5-11.000 | 3 | PARTICK | 0
RAVEN/RAPA5-11.000 | 3 | SALTCOATS B | 0
RENFR/RENF5-11.000 | 3 | BRAEHEAD PARK | 0
MARKI/ROBP5-11.000 | 3 | GLENROTHES | 0
ROSSPR1A 11.000 | 3 | STRATHLEVEN | 0
ROTTE/ROTB5-11.000 | 3 | CHARLOTTE STREET | 0
ROTTE/ROTT5-11.000 | 3 | CHARLOTTE STREET | 0
PORT /RTPG5-11.000 | 3 | DEVOL MOOR | 0
SALTC/SACO5-11.000 | 3 | SALTCOATS A | 0
ST AN/SANX6-6.6000 | 3 | ST ANDREWS CROSS | 0
SAUGH/SARN6-6.6000 | 3 | SIGHTHILL | 0
SAUCH/SAUC5-11.000 | 3 | DEVONSIDE | 0
S&N B/SCNB5-11.000 | 3 | GORGIE | 0
SELKI/SELK5-11.000 | 3 | BERWICK & ECCLES & GALASHIELS | 0
SHERW/SHER5-11.000 | 3 | PAISLEY | 0
SHINE/SHSU5-11.000 | 3 | DRUMCROSS | 0
SHOTT/SHTT5-11.000 | 3 | LINMILL & NEWARTHILL | 0
SIGHT/SIFM5-11.000 | 3 | HYB:SIGHTHILL & BSP:BP | 3.7702
SOUTH/SOFI5-11.000 | 3 | WESTFIELD | 0
SOUTH/SOGE5-11.000 | 3 | GOVAN | 0
SOUTH/SOQU5-11.000 | 3 | BROXBURN | 0
SORBI/SORB5-11.000 | 3 | GLENLUCE & NEWTON STEWART | 0
SPOTT/SPOT5-11.000 | 3 | DUNBAR | 0
ST BO/STBO5-11.000 | 3 | BERWICK & ECCLES & GALASHIELS | 0
STEVE/STCR5-11.000 | 3 | CHAPELCROSS | 0
STEPF/STEP5-11.000 | 3 | EASTERHOUSE | 0
STEVE/STEV5-11.000 | 3 | SALTCOATS A | 0
STRAT/STHA5-11.000 | 3 | STRATHAVEN | 0
STIRL/STIR5-11.000 | 3 | STIRLING | 0
ST JA/STJC5-11.000 | 3 | SHRUBHILL | 0
ST NI/STNI5-11.000 | 3 | STIRLING | 0
STRAN/STRA5-11.000 | 3 | GLENLUCE & NEWTON STEWART | 0
STIRL/STUN5-11.000 | 3 | STIRLING | 0
SYMIN/SYMT5-11.000 | 3 | LINMILL & NEWARTHILL | 0
TELFO/TELR5-11.000 | 3 | TELFORD ROAD | 0
TESCO/TESC5-11.000 | 3 | DRUMCROSS | 0
THIST/THCO5-11.000 | 3 | DEWAR PLACE | 0
TOWER/TOWR5-11.000 | 3 | LINMILL & NEWARTHILL | 0
TRANE/TRAN5-11.000 | 3 | COCKENZIE | 0
TERMINAL(3) 11.000 | 3 | KILMARNOCK TOWN | 0
UDDIN/UDDS5-11.000 | 3 | CLYDE'S MILL | 4.0129
VIRID/VIRD0G11.000 | 3 | DUNBAR | 0
VIRGI/VIRS5-11.000 | 3 | CHARLOTTE STREET | 0
WADDE/WADS5-11.000 | 3 | ST ANDREWS CROSS | 0
WAROU/WARO5-11.000 | 3 | GLENROTHES | 3.0155
WATLI/WATS5-11.000 | 3 | WISHAW | 0
WESTF/WEAV5-11.000 | 3 | HAGGS ROAD | 0
WEST /WECL5-11.000 | 3 | LIVINGSTON EAST | 0
WEST /WELI5-11.000 | 3 | KAIMES | 0
WESTB/WESR5-11.000 | 3 | CLYDE'S MILL | 0
WESTE/WEST5-11.000 | 3 | DRUMCHAPEL | 0
WESTW/WEWO5-11.000 | 3 | EAST KILBRIDE | 0
WEST /WGEO5-11.000 | 3 | WEST GEORGE ST | 0
WHITC/WHCH5-11.000 | 3 | BERWICK & ECCLES & GALASHIELS | 0
WHOLE/WHFL5-11.000 | 3 | GRANGEMOUTH A | 0
WILLI/WLST5-11.000 | 3 | DEWAR PLACE | 0
WOODS/WOID5-11.000 | 3 | COATBRIDGE | 0
WOODE/WOOD5-11.000 | 3 | HELENSBURGH | 0
WOODI/WOSL5-11.000 | 3 | EASTERHOUSE | 0
YETHO/YETH5-11.000 | 3 | BERWICK & ECCLES & GALASHIELS | 0
YOKER/YOKF5-11.000 | 3 | DRUMCHAPEL | 0
ZETLA/ZEPK5-11.000 | 3 | GRANGEMOUTH A | 0

## SSC unit rate lookup
Back to Overview
Standard Settlement Configuration Id | Standard Settlement Configuration Desc | Common Decode | Change implemented | Date | Comments
3 | 10-hour OP | A/R | Notes updated | 2019-06-10 | Updated to reflect DCP 268 which delinks all tariffs from the TPR bands
4 | 10-hour OP | A/R | Code 1 & 2 changed to A | 2019-06-10 | Updated to reflect DCP 268 which delinks all tariffs from the TPR bands
5 | 10-hour OP + w/e | A/R | Code O changed to A/R | 2019-06-10 | Updated to reflect DCP 268 which delinks all tariffs from the TPR bands
6 | 10.5-hour OP | A/R | Removed TPR | 2019-06-10 | Removed TPR lookup element as this no longer effects which rate to apply
7 | 10.5-hour OP | A/R
8 | 10.5-hour OP | A/R
9 | 10.5-hour OP | A/R
10 | 10.5-hour OP | A/R
11 | 10.5-hour OP | A/R
12 | 10.5-hour OP | A/R
13 | 11 Hour OP | A/R
15 | 11 Hour OP | A/R
16 | 11.5-hour OP | A/R
17 | 11.5-hour OP | A/R
18 | 11.5-hour OP | A/R
19 | 11.5-hour OP | A/R
20 | 11.5-hour OP | A/R
21 | 11.5-hour OP | A/R
22 | 11.5-hour OP | A/R
23 | 11-hour OP | A/R
24 | 11-hour OP | A/R
25 | 11-hour OP | A/R
26 | 11-hour OP | A/R
28 | 11-hour OP | A/R
29 | 11-hour OP | A/R
30 | 11-hour OP | A/R
31 | 11-hour OP | A/R
32 | 11-hour OP | A/R
33 | 11-hour OP | A/R
34 | 11-hour OP | A/R
35 | 11-hour OP | A/R
36 | 11-hour OP | A/R
37 | 11-hour OP | A/R
38 | 11-hour OP | A/R
39 | 11-hour OP | A/R
40 | 11.5-hour OP | A/R
41 | 8.5-hour OP | A/R
42 | 9-hour OP | A/R
43 | 9-hour OP | A/R
44 | 8.5-hour OP | A/R
45 | 11-hour OP + Summer | A/R
46 | 11-hour OP + w/e | A/R
47 | 11-hour OP + w/e & Summer | A/R
48 | 11-hour OP + weekends | A/R
49 | 11.5-hour OP | A/R
50 | 12-hour OP + w/e & Summer | A/R
51 | 12-hour night | A
52 | 12-hour OP | A/R
53 | 12-hour OP | A/R
55 | 12-hour OP | A/R
56 | 12-hour OP | A/R
57 | 12-hour OP | A/R
58 | Key Meter pseudo 2-rate | A
59 | 12-hour OP | A/R
60 | 12-hour OP | A/R
62 | 8-hour OP (see also SSC 427) | A
63 | 9-hour OP | A/R
64 | 12-hour OP | A/R
65 | 12-hour OP + Summer | A/R
66 | 12-hour OP + Summer | A/R
67 | 12.5-hour OP | A/R
71 | 12.5-hour OP | A/R
72 | 12.5-hour OP | A/R
73 | 12.5-hour OP | A/R
74 | 12.5-hour OP + Summer | A/R
75 | 12.5-hour OP + w/e | A/R
76 | 12.5-hour OP + w/e | A/R
77 | 12.5-hour OP + w/e | A/R
78 | 12.5-hour OP + w/e & Summer | A/R
79 | 14-hour E7 | A
80 | 14-hour Off Peak | A/R
81 | 14-hour OP + Sun | A/R
82 | 14.5-hour OP | A/R
83 | 14.5-hour OP | A/R
84 | 14.5-hour OP | A/R
85 | 14.5-hour OP | A/R
86 | 14.5-hour OP | A/R
87 | 14.5-hour OP | A/R
88 | 14.5-hour OP | A/R
91 | 14.5-hour OP + Summer | A/R
92 | 14.5-hour OP + Summer | A/R
93 | split 7-hour E7 | A
94 | 14.5-hour OP + Summer | A/R
95 | 14.5-hour OP + Summer | A/R
96 | 14.5-hour OP + Summer | A/R
97 | 14.5-hour OP + w/e | A/R
98 | 14.5-hour OP + w/e & Summer | A/R
99 | 15-hour OP | A/R
100 | 15-hour OP | A/R
101 | 15-hour OP + w/e & Summer | A/R
102 | 15-hour OP + w/e & Summer | A/R
103 | 15-hour OP + w/e & Summer | A/R
104 | 15.5-hour OP | A/R
105 | 15.5-hour OP | A/R
106 | 15.5-hour OP | A/R
107 | 15.5-hour OP | A/R
108 | 15.5-hour OP | A/R
109 | 15.5-hour OP | A/R
110 | 15.5-hour OP | A/R
111 | 15.5-hour OP + Summer | A/R
112 | 15.5-hour OP + w/e | A/R
113 | 15.5-hour OP + w/e | A/R
115 | 15.5-hour OP + w/e | A/R
116 | 15.5-hour OP + w/e | A/R
117 | 15.5-hour OP + w/e | A/R
118 | 15.5-hour OP + w/e & Summer | A/R
119 | 15.5-hour OP + w/e & Summer | A/R
120 | 9-hour OP | A/R
121 | 2-rate terms | A
122 | 2-rate SToD | A
123 | 2-rate variable SToD | A
124 | 2-rate variable SToD | A
125 | 2-rate variable SToD | A
126 | 7-hour E7 | A
127 | 3-rate SToD | A
128 | Dom/Non-dom Seasonal (link SSC 0342) | A
129 | 3-rate SToD | A
130 | 3-rate variable | A
131 | 3-rate variable | A
132 | 4-rate SToD | A
133 | 4-rate SToD | A
134 | 4-rate SToD | A
135 | 4-rate SToD | A
136 | 4-rate SToD | A
137 | 4-rate SToD | A
138 | 4-rate SToD | A
140 | split 7-hour E7 | A
141 | 5-rate SToD | A
142 | 5-rate SToD | A
143 | 15-hour OP | A/R
144 | 6-rate SToD | A
145 | 6-rate SToD | A
146 | 6-rate SToD | A
147 | 6-rate SToD | A
148 | 7-hour OP (see also SSC 0185) | A
149 | Smart 7, heating | A
150 | 7-hour E7 | A
151 | 7-hour E7 | A
152 | 7-hour E7 | A
153 | 7-hour E7 | A
154 | 7-hour E7 | A
155 | split 7-hour E7 | A/R
156 | 7-hour E7 | A
157 | 7-hour E7 | A
158 | 7-hour E7 | A
159 | 12-hour OP | A/R
160 | 7-hour E7 | A
161 | 7-hour E7 | A
162 | 7-hour E7 | A
163 | 7-hour E7 | A
164 | 7-hour E7 | A
165 | 7-hour E7 | A
166 | 7-hour E7 | A
167 | 7-hour E7 | A
168 | 7-hour E7 | A
169 | 7-hour E7 | A
170 | 7-hour E7 | A
171 | 7-hour E7 | A
172 | 7-hour E7 | A
173 | 7-hour E7 | A
174 | 7-hour E7 | A
175 | 7-hour E7 | A
176 | 7-hour E7 | A
177 | 7-hour E7 | A
178 | 7-hour E7 (Cornwall & def reinforcement) | A
179 | 7-hour E7 | A
180 | 7-hour E7 | A
181 | 7-hour E7 | A
182 | 7-hour E7 | A
183 | 7-hour E7 | A
184 | 7-hour E7 | A
185 | 7-hour E7 | A
186 | 7-hour E7 | A
187 | 7-hour E7 | A
188 | 7-hour E7 | A
189 | 7-hour E7 | A/R
190 | 7-hour E7 | A/R
191 | 7-hour E7 | A/R
192 | 7-hour E7 | A/R
193 | 7-hour E7 | A/R
194 | 7-hour E7 | A/R
195 | 7-hour E7 | A/R
196 | 7-hour E7 | A/R
197 | 7-hour E7 | A/R
198 | 7-hour E7 | A/R
199 | 7-hour E7 | A/R
201 | 7-hour E7 | A/R
202 | 7-hour E7 | A/R
203 | 7-hour E7 | A/R
204 | 7-hour E7 | A/R
205 | 7-hour E7 | A/R
206 | 7-hour E7 | A/R
207 | 7-hour E7 | A/R
208 | 7-hour E7 | A/R
209 | 7-hour E7 | A
210 | 7-hour E7 | A
211 | 7-hour E7 | A
212 | 7-hour E7 | A
213 | 7-hour E7 | A
214 | 7-hour E7 | A
215 | 7-hour E7 | A
216 | 7-hour E7 | A
217 | 7-hour E7 | A
218 | 7-hour E7 | A
219 | 7-hour E7 | A
220 | 7-hour E7 | A
221 | 7-hour E7 | A
222 | 7-hour E7 | A
223 | 7-hour E7 | A
224 | 7-hour E7 | A
225 | 7-hour E7 | A
226 | 7-hour E7 | A
227 | 7-hour E7 | A
228 | Supertariff heating | A/R
229 | Supertariff heating | A/R
230 | 7-hour E7 | A/R
231 | split 7-hour E7 | A
233 | split 7-hour E7 | A
234 | split 7-hour E7 | A
235 | split 7-hour E7 | A
236 | split 7-hour E7 | A
237 | split 7-hour E7 | A
238 | 7-hour E7 | A
241 | 7-hour E7 (differential switching) | A
242 | 7-hour night | A
243 | Key Meter pseudo 2-rate | A
244 | 7-hour E7 | A
245 | 7-hour night | A
246 | Economy 7 Day & Night | A
247 | 7-hour night | A
248 | 7-hour E7 | A
249 | 7-hour night | A
250 | 7-hour OP | A/R
251 | 7-hour OP | A/R
252 | 7-hour OP | A/R
253 | 7-hour OP | A/R
254 | 7-hour variable E7 (Menter B) | A
255 | 7-hour variable E7 (Menter A) | A
257 | 8-hour E7 | A
258 | 8-hour night | A
259 | 10-hour night | A
260 | 8-hour night | A/R
261 | 8-hour night | A
262 | 8-hour night | A
263 | 8-hour night | A
264 | 8-hour night | A
265 | 8-hour OP | A/R
266 | 8-hour OP | A/R
267 | 8-hour OP | A/R
268 | 8-hour OP | A/R
269 | 8-hour OP | A/R
270 | 8-hour OP | A/R
271 | 8-hour OP | A/R
272 | 8-hour OP | A/R
273 | 8-hour OP | A/R
274 | 8-hour OP | A/R
276 | 8-hour OP | A/R
277 | 8-hour OP + Summer | A/R
278 | 8-hour OP + w/e | A/R
279 | 8-hour OP + w/e & Summer | A/R
280 | 8-hour OP + weekends | A/R
281 | 9-hour night | A
283 | 9-hour night (differential switching) | A
284 | 9-hour OP | A/R
285 | 9-hour OP | A/R
286 | 9-hour OP + w/e | A/R
287 | Boiler | A/R
288 | Budget Warmth | A/R
289 | Budget Warmth | A/R
290 | Budget Warmth | A/R
291 | Budget Warmth | A/R
292 | Budget Warmth | A/R
297 | Budget Warmth | A/R
298 | Budget Warmth | A/R
299 | Budget Warmth | A/R
300 | Flexiheat Day/Evening/Weekend | A
301 | Flexiheat (weather) Day/Evening/Weekend | A
302 | Superdeal Day/Night | A
303 | Budget Warmth | A/R
304 | Budget Warmth | A/R
305 | Domestic heating tariff | A
306 | Domestic heating tariff | A
307 | Domestic heating tariff | A
308 | Domestic heating tariff | A
309 | Superdeal (weather) Day/Night | A
310 | E10 type 1 (general purpose) | A
312 | 7-hour OP (see also SSC 186) | A
313 | Domestic E9 A | A/R
314 | 13-hour OP | A/R
315 | Evening/night | A/R
316 | Evening/Weekend | A
317 | Evening/Weekend | A
318 | Evening/Weekend | A
319 | 12-hour Evening/Weekend | A
320 | Evening/Weekend | A
321 | Evening/Weekend | A
322 | Evening/Weekend | A
323 | Evening/Weekend | A
324 | Domestic E9 B | A
325 | Evening/Weekend E7 | A
326 | Evening/Weekend E7 | A
327 | Evening/Weekend E7 | A
328 | Evening/Weekend E7 | A
329 | Evening/Weekend E7 | A
330 | Evening/Weekend E7 | A
331 | Evening/Weekend E7 | A
332 | Evening/Weekend E7 | A/R
334 | 3-rate heating, (link SSC 0343) | A
335 | Grain Drying | A
336 | Grain drying | A/R
337 | Grain drying | A/R
338 | Heating | A
339 | Local Authority Heating | A/R
340 | Local Authority Heating | A/R
341 | Local Authority Heating | A/R
342 | Dom & Non-dom Seasonal (link SSC 0128) | A
343 | 3-rate heating, water heating | A
344 | 7-hour E7, Day + Night (link SSC 0345) | A
344 | 7-hour E7, Day + Night (link SSC 0345) | A/R
345 | 7-hour E7, Day + Night (link SSC 0344) | A
346 | Non-Standard OP (8+3 hour) | A/R
347 | Non-Standard OP | A/R
348 | Non-Standard OP | A/R
349 | 7-hour E7 | A
350 | Warmwise heating | A/R
351 | Flexiheat heating | A
352 | Flexiheat (weather) heating | A
353 | Superdeal heating | A
354 | 12-hour OP | A/R
355 | Smart 7, Day/Night | A
357 | split 10-hour Heatwise | A/R
358 | split 10-hour Heatwise | A/R
359 | split 10-hour Heatwise | A/R
360 | split 10-hour Heatwise | A/R
361 | split 10-hour Heatwise | A/R
362 | split 10-hour Heatwise | A/R
363 | split 10-hour Heatwise | A/R
364 | split 10-hour Heatwise | A/R
365 | split 10-hour Heatwise | A/R
366 | split 10-hour Heatwise | A/R
367 | split 10-hour Heatwise | A/R
368 | split 10-hour Heatwise | A/R
369 | split 10-hour Heatwise | A/R
370 | split 10-hour Heatwise | A/R
371 | split 10-hour Heatwise | A/R
372 | Evening/Weekend | A
373 | split 7-hour E7 | A
374 | split 7-hour E7 | A
375 | split 7-hour E7 | A
376 | split 7-hour E7 | A
377 | split 7-hour E7 | A
378 | split 7-hour E7 | A
380 | split 7-hour E7 | A
381 | split 7-hour E7 | A
382 | split 7-hour E7 | A
384 | 7-hour E7 | A
385 | split 7-hour E7 | A/R
386 | 9-hour OP | A/R
387 | 15.5-hour OP | A/R
388 | split 7-hour E7 | A/R
389 | 12.5-hour OP | A/R
390 | split 7-hour E7 | A
391 | Summer & Winter w/e | A/R
392 | Summer Unrestricted | A
393 | Unrestricted | A
394 | 10-hour night | A
395 | Warmwise Day/Night | A
396 | 2-rate SToD | A
397 | 9-hour heating | A
398 | 12-hour OP + w/e | A
399 | 15-hour OP + w/e | A/R
400 | 8-hour night | A
401 | E10 type 1(heating circuit) | A/R
403 | 12-hour night | A
404 | Redring Boiler (general purpose) | A
405 | Redring Boiler (heating circuit) | A/R
406 | Cyclocontrol 3 | A/R
407 | Cyclocontrol 4 | A/R
408 | Cyclocontrol 5 | A/R
409 | Cyclocontrol 6 | A/R
410 | Cyclocontrol 7 | A/R
411 | Cyclocontrol 8 | A/R
412 | Cyclocontrol 9 | A/R
413 | Cyclocontrol 10 | A/R
414 | Cyclocontrol 11 | A/R
415 | Cyclocontrol 12 | A/R
416 | Cyclocontrol 13 | A/R
417 | Cyclocontrol 14 | A/R
418 | Cyclocontrol 15 | A/R
419 | Cyclocontrol 16 | A/R
420 | Cyclocontrol 17 | A/R
421 | Cyclocontrol 18 | A/R
422 | Cyclocontrol 19 | A/R
423 | Cyclocontrol 20 | A/R
424 | Cyclocontrol 21 | A/R
425 | Superdeal (weather) heating | A
426 | 7-hour E7 | A
427 | Day/Night (White meter) | A
428 | Unmetered Type A ("flat" profile) | U
429 | Unmetered B ("dusk-to-dawn") | U
430 | Unmetered C ("half-night & pre-dawn") | U
431 | Unmetered D ("dawn-to-dusk") | U
432 | 7-hour E7 | A
434 | 12 Hour OP | A/R
435 | Domestic 3-rate heating | A
436 | 3-Rate Seasonal | A
437 | Lifestyle Tariff | A
439 | Split 7-hour E7 | A
440 | 3-rate ToW | A
441 | 4-rate SToD | A
442 | 7-hour E7 | A/R
443 | Evening/Weekend | A
444 | Evening/Weekend E7 | A
444 | Evening/Weekend E7 | A/R
445 | 7-hour variable E7 | A
446 | 7-hour variable E7 | A
447 | 7-hour OP | A
448 | 7-hour OP | A
449 | 7-hour OP | A
450 | 7-hour OP | A
451 | 7-hour OP | A
452 | 7-hour OP | A
453 | 7-hour OP | A
454 | 7-hour OP | A
455 | 7-hour OP | A
456 | 7-hour OP | A
459 | 7-hour OP | A
460 | 12 Hours OP | A/R
461 | 12 Hours OP | A/R
462 | 8 Hours OP | A/R
463 | 10.5 Hours OP | A/R
464 | Weekender Tariff (V1) | A
465 | Weekender Tariff (V2) | A
466 | Maximum Demand Register | A
467 | Maximum Demand Register | A
468 | Maximum Demand Register | A
469 | Maximum Demand Register | A
470 | Maximum Demand Register | A
473 | Economy 7 - all purpose tariff G63 | A
474 | split 7hr o/p | A/R
475 | Split 7hr E7 | A
476 | 14.5 hr o/p | A/R
477 | 14.5 hr o/p | A/R
478 | Evening/Weekend E7 | A
479 | Split 7-hour E7 | A
480 | Split 7-hour E7 | A
481 | Split 7-hour E7 | A
482 | Micro-PV Export Import Profile Class 1 | G
483 | Micro-PV Export Import Profile Class 2 | G
484 | Micro-PV Export Import Profile Class 3 | G
485 | Micro-PV Export Import Profile Class 4 | G
486 | Micro-PV Export Import Profile Class 5 | G
487 | Micro-PV Export Import Profile Class 6 | G
488 | Micro-PV Export Import Profile Class 7 | G
489 | Micro-PV Export Import Profile Class 8 | G
490 | Micro-CHP Export Import Profile Class 1 | G
491 | Micro-CHP Export Import Profile Class 2 | G
492 | Micro-CHP Export Import Profile Class 3 | G
493 | Micro-CHP Export Import Profile Class 4 | G
494 | Micro-CHP Export Import Profile Class 5 | G
495 | Micro-CHP Export Import Profile Class 6 | G
496 | Micro-CHP Export Import Profile Class 7 | G
497 | Micro-CHP Export Import Profile Class 8 | G
498 | Other Sml Export SSC any import Profile | G
701 | 8.5-hour OP + w/e | A/R
702 | 8.5-hour OP + w/e | A/R
703 | 12-hour OP + w/e | A/R
704 | 12-hour OP + w/e | A/R
705 | 12-hour OP + w/e | A/R
706 | 12-hour OP + w/e | A/R
707 | 12-hour OP + w/e | A/R
708 | 12-hour OP + w/e | A/R
709 | 12-hour OP + w/e | A/R
710 | 12-hour OP + w/e | A/R
711 | 12-hour OP + w/e | A/R
712 | 16-hour OP + w/e | A/R
713 | 16-hour OP + w/e | A/R
714 | 16-hour OP + w/e | A/R
715 | 16-hour OP + w/e | A/R
716 | 20-hour OP + w/e | A/R
717 | 20-hour OP + w/e | A/R
718 | 20-hour OP + w/e + summer | A/R
719 | 20-hour OP + w/e + summer | A/R
720 | 3-rate SToD | A
721 | 8.5 hour WM | A
722 | 8.5 hour WM | A
723 | 8.5 hour WM | A
724 | 8.5 hour WM | A
725 | 8.5 hour WM | A
726 | 8.5 hour WM | A
727 | 8.5 hour WM | A
728 | 8.5 hour WM Heating | A
729 | 8.5 hour WM | A
730 | 8.5 hour WM Heating | A
731 | 8.5 hour WM | A
732 | 8.5 hour WM Heating | A
733 | 8.5 hour WM | A
734 | 8.5 hour WM Heating | A
735 | 8.5 hour WM | A
736 | 8.5 hour WM Heating | A
737 | 8.5 hour WM | A
738 | 8.5 hour WM Heating | A
739 | 8.5 hour WM | A
740 | 8.5 hour WM Heating | A
741 | 8.5 hour WM | A
742 | 8.5 hour WM Heating | A
743 | 8.5 hour WM | A
744 | 8.5 hour WM Heating | A
745 | 8.5 hour WM | A
746 | 8.5 hour WM Heating | A
747 | 8.5 hour WM | A
748 | 8.5 hour WM | A
749 | 8.5 hour WM Heating | A
752 | 8.5 hour WM | A
753 | Weathercall heating | A
754 | 8.5 hour WM | A
755 | Weathercall heating | A
756 | 8.5 hour WM | A
757 | Weathercall heating | A
758 | 8.5 hour WM | A
759 | Weathercall heating | A
760 | 8.5 hour WM | A
761 | Weathercall heating | A
762 | 8.5 hour WM | A
763 | Weathercall heating | A
764 | 8.5 hour WM | A
765 | Weathercall heating | A
766 | 8.5 hour WM | A
767 | Weathercall heating | A
768 | 8.5 hour WM | A
769 | Weathercall heating | A
770 | 18-hour dynamic | A
775 | Crop&Air Conditioning | A
776 | Crop&Air Conditioning | A
781 | 8.5 hour WM | A/R
782 | 8.5 hour WM | A
783 | 8.5 hour WM | A
784 | 8.5 hour WM | A
785 | 8.5 hour WM | A
786 | 8.5 hour WM | A
787 | E7 accompanying Birmingam W'call | A
788 | Birmingham Weathercall | A
789 | E7 accompanying Manchester W'call | A
790 | Manchester Weathercall | A
791 | E7 accompanying Anglesey W'call | A
792 | Anglesey Weathercall | A
793 | 8.5 hour WM | A
794 | 8.5 hour WM Heating | A
801 | Unrestricted | A
802 | Two rate with 8 hours night | A
803 | Dynamic | A/R
804 | Two rate with 8 hours night | A
805 | Dynamic | A/R
806 | Two rate with 8 hours night | A
807 | Dynamic | A/R
808 | Two rate with 8 hours night | A
809 | Dynamic | A/R
810 | Two rate with 8 hours night | A
811 | Dynamic | A/R
812 | Two rate with 8 hours night | A
813 | Dynamic | A/R
814 | Two rate with 8 hours night | A
815 | Dynamic | A/R
816 | Two rate with 8 hours night | A
817 | Dynamic | A/R
818 | Two rate with 8 hours night | A
819 | Dynamic | A/R
820 | Two rate with 8 hours night | A
821 | Dynamic | A/R
822 | Two rate with 8 hours night | A
823 | Dynamic | A/R
824 | Two rate with 8 hours night | A
825 | Dynamic | A/R
826 | Two rate with 8 hours night | A
827 | Dynamic | A/R
828 | Two rate with 8 hours night | A
829 | Dynamic | A/R
830 | Two rate with 8 hours night | A
831 | Dynamic | A/R
832 | Two rate with 8 hours night | A
833 | Dynamic | A/R
834 | Two rate with 8 hours night | A
835 | Dynamic | A/R
836 | Two rate with 8 hours night | A
837 | Dynamic | A/R
838 | Two rate with 8 hours night | A
839 | Dynamic | A/R
840 | Two rate with 8 hours night | A
841 | Dynamic | A/R
842 | Two rate with 8 hours night | A
843 | Dynamic | A/R
844 | Two rate with 8 hours night | A
845 | Dynamic | A/R
846 | Two rate with 8 hours night | A
847 | Dynamic | A/R
848 | Two rate with 8 hours night | A
849 | Dynamic | A/R
850 | Dynamic | A/R
851 | Dynamic | A/R
852 | Two rate with 8 hours night | A
853 | Two rate with 8 hours night | A
854 | Two rate with 8 hours night | A
855 | Two rate with 8 hours night | A
856 | Two rate with 8 hours night | A
857 | Two rate with 8 hours night | A
858 | Two rate with 8 hours night | A
859 | Two rate with 8 hours night | A
860 | Two rate with 8 hours night | A
861 | Two rate with 8 hours night | A
862 | Two rate with 8 hours night | A
863 | Two rate with 8 hours night | A
864 | Two rate with 8 hours night | A
865 | Two rate with 8 hours night | A
866 | Dynamic | A/R
867 | Two rate with 8 hours night | A
868 | Dynamic | A/R
869 | Two rate with 8 hours night | A
870 | Dynamic | A/R
871 | Two rate with 8 hours night | A
872 | Dynamic | A/R
873 | Two rate with 8 hours night | A
874 | Dynamic | A/R
875 | Two rate with 8 hours night | A
876 | Dynamic | A/R
877 | Two rate with 8 hours night | A
878 | Dynamic | A/R
879 | Two rate with 8 hours night | A
880 | Dynamic | A/R
881 | Two rate with 8 hours night | A
882 | Dynamic | A/R
883 | Two rate with 8 hours night | A
884 | Dynamic | A/R
885 | Two rate with 8 hours night | A
886 | Dynamic | A/R
887 | Two rate with 8 hours night | A
888 | Dynamic | A/R
889 | Two rate with 8 hours night | A
890 | Dynamic | A/R
891 | Dynamic | A/R
892 | Dynamic | A/R
893 | Dynamic | A/R
894 | 8 Hours OP | A/R
895 | 8 Hours OP | A/R
896 | 8 Hours OP | A/R
897 | Dynamic | A/R
898 | Dynamic | A/R
899 | 11 Hours OP | A/R
900 | 11 Hours OP | A/R
901 | 11 Hours OP | A/R
902 | 11 Hours OP | A/R
903 | 11 Hours OP | A/R
904 | 8 Hours OP + Weekends | A/R
905 | 8 Hours OP + Weekends | A/R
906 | 8 Hours OP + Weekends | A/R
907 | 15 Hours OP + Weekends | A/R
908 | 15 Hours OP + Weekends | A/R
909 | 15 Hours OP + Weekends | A/R
910 | 15 Hours OP + Weekends | A/R
911 | 15 Hours OP + Weekends | A/R
912 | 15 Hours OP + Weekends | A/R
913 | 15 Hours OP + Weekends | A/R
914 | 15 Hours Nov - April/24 Hours May - Oct | A
915 | 8 Hours OP | A
916 | 8 Hours OP | A
917 | 8 Hours OP | A
918 | Evening/Weekend | A
919 | 2 rate | A
920 | 2 rate | A
922 | Unrestricted | A
923 | Unrestricted | A
924 | Unrestricted | A
925 | Unmetered Type A ("flat " profile) | U
926 | Unmetered B ("dusk-to-dawn") | U
927 | Unmetered D ("dawn-to-dusk") | U
928 | Unmetered C ("half-night & pre-dawn") | U
929 | 11 Hours OP | A/R
930 | 11 Hours OP | A/R
931 | 11 Hours OP | A/R
932 | Seasonal ToD | A
933 | Two rate with 8 hours night | A
934 | Dynamic | A/R
935 | Split 10 hr E10 | A
936 | Split 10 hr E10 | A
937 | Split 10 hr E10 | A
938 | Split 10 hr E10 | A
939 | Split 10 hr E10 | A
940 | NHH Export Hydro Profile Class | G
941 | NHH Export Wind Profile Class | G
942 | 7-hour E7 (Cornwall & def reinforcement) | A
943 | 7-hour E7 | A
944 | 7-hour E7 | A
945 | 7-hour E7 | A
946 | 7-hour E7 | A
947 | Smart Meter 3 Rate Time of Day | A
948 | 10 hour Evening/Weekend | A
949 | General Purpose 2 Rate (paired wth 0950) | A
950 | E10 Heating Single Rate (prd wth 0949) | A/R
951 | E9 Heating | A/R
952 | General Purpose 2 Rate (paired wth 0951) | A
953 | Two rate with 20 hours night | A
954 | Three Rate Peak Day Other | A
955 | 4 rate weekday/2 rate weekend | A
956 | 4 Rate Weekday/2 rate Weekend (BST) | A
957 | Unrestricted with Weekday Peak | A
958 | Unrestricted with Peak | A
959 | Economy 7 with Weekday Peak | A
960 | Economy 7 with Peak | A
961 | Evening Weekend and Weekday Peak (smart) | A
962 | Evening Weekend with Peak | A
963 | Evening Weekend Night and Peak | A
964 | Evening Weekend with Night (BST) | A
965 | 3 Rate with Weekday Peak | A
966 | 8-hour OP | A/R
967 | Superdeal Day/Night | A
968 | Superdeal Day/Night | A
969 | 3 Rate with Weekday Peak | A
970 | split 7-hour E7 | A
971 | Smart meter trial - time of use 3 rate | A
972 | 2 Rate Saturday Off Peak | A
973 | Flexiheat Day/Evening/Weekend | A
974 | Flexiheat heating | A
975 | Saturday Off Peak (9-5) | A
976 | Sunday Off Peak (9-5) | A
978 | 7-hour OP | A/R
979 | Non-Standard OP (8+3 hour) | A/R
980 | General Purpose 2 Rate (paired with 0980 | A
981 | E10 Heating Single Rate (prd with 0981) | A/R
982 | Evening Saver | A
983 | Comfort Booster | A
984 | Saturday Off Peak (24 Hrs) | A
985 | Sunday Off Peak (24 Hrs) | A
989 | Redring Boiler (general purpose) | A
990 | Redring Boiler (heating circuit) | A/R
991 | 8-hour OP | A/R
996 | Lifestyle Tariff | A
997 | Evening/Weekend - BST | A
Notes:
There are a few governing rules that should be applied:
Specific notes for application of or tariffss:
  All tariffs are all delinked and set time bands are applied in place of the TPR’s timebands.
The following rules apply when allocating tariffs in DNO areas.
  1, G and U should be applied straight to the appropriate SSC to identify generation and UMS tariffs.
  Then considering the SSC alongside the PC.
  2, PC1s should be labelled Domestic Aggregated.
  3, PC2s with SSCs with A/R should be labelled Domestic Aggregated (related MPAN).
  4, Remaining PC2s should be labelled Domestic Aggregated.
  5, PC3s should be labelled Non Domestic Aggregated.
  6, PC4s with SSCs with A/R should be labelled Non Domestic Aggregated (related MPAN).
  7, Remaining PC4s should be labelled Non Domestic Aggregated.
  8, PC5 – 8s should be labelled Non Domestic Aggregated.
Common decode:
  A: Aggregated - replaces the Day & Night rates (1 & 2)
  A/R: Aggregated if on PC1 / PC3 / PC5 / PC6 / PC7 / PC8 or Aggregated (related MPAN) if on PC2 / PC4
  G: Generation
  U: Unmetered Supplies

## Charge Calculator
Back to Overview
SP Distribution - Effective from 1 April 2021 - Final | [17 empty] | Red/black unit charge p/kWh | Amber/yellow unit charge p/kWh | Green unit charge p/kWh | Fixed charge p/MPAN/day | Capacity charge p/kVA/day | Exceeded capacity charge p/kVA/day | Reactive power charge p/kVArh
[17 empty] | Domestic Aggregated | Red unit charge p/kWh | Amber unit charge p/kWh | Green unit charge p/kWh | Fixed charge p/MPAN/day | n/a | n/a | n/a
LV and HV designated properties and Unmetered Supplies tariff calculator | [7 empty] | EHV designated property calculator | [8 empty] | Domestic Aggregated (related MPAN) | Red unit charge p/kWh | Amber unit charge p/kWh | Green unit charge p/kWh | n/a | n/a | n/a | n/a
Step 1, Choose your tariff using the drop down list in cell B10 | [7 empty] | Step 1, Choose your tariff using the drop down list in cell L10 | [8 empty] | Non-Domestic Aggregated | Red unit charge p/kWh | Amber unit charge p/kWh | Green unit charge p/kWh | Fixed charge p/MPAN/day | n/a | n/a | n/a
Step 2, After selecting a tariff in step 1, Cells C12-I12 will generate headings, please enter your consumption in cells C13:I13 underneath each heading generated (if no heading leave cell blank) | [7 empty] | Step 2, After selecting a tariff in step 1, Cells M12-T12 will generate headings, please enter your consumption in cells M13:T13 underneath each heading generated (if no heading leave cell blank) | [8 empty] | Non-Domestic Aggregated (related MPAN) | Red unit charge p/kWh | Amber unit charge p/kWh | Green unit charge p/kWh | n/a | n/a | n/a | n/a
Step 3, Enter a forecast of consumption if required in cells C14:I14 | [7 empty] | Step 3, Enter a forecast of consumption if required in cells M14:T14 | [8 empty] | LV Site Specific | Red unit charge p/kWh | Amber unit charge p/kWh | Green unit charge p/kWh | Fixed charge p/MPAN/day | Capacity charge p/kVA/day | Exceeded Capacity charge p/kVA/day | Reactive power charge p/kVArh
[17 empty] | LV Sub Site Specific | Red unit charge p/kWh | Amber unit charge p/kWh | Green unit charge p/kWh | Fixed charge p/MPAN/day | Capacity charge p/kVA/day | Exceeded Capacity charge p/kVA/day | Reactive power charge p/kVArh
Tariff details Choose tariff name from drop down box below | Red unit charge p/kWh | Amber unit charge p/kWh | Green unit charge p/kWh | Fixed charge p/MPAN/day | Capacity charge p/kVA/day | Exceeded Capacity charge p/kVA/day | Reactive power charge p/kVArh | Site details Choose the site name from the drop down box below | Import Super Red unit charge (p/kWh) | Import fixed charge (p/day) | Import capacity charge (p/kVA/day) | Import exceeded capacity charge (p/kVA/day) | Export Super Red unit charge (p/kWh) | Export fixed charge (p/day) | Export capacity charge (p/kVA/day) | Export exceeded capacity charge (p/kVA/day) | HV Site Specific | Red unit charge p/kWh | Amber unit charge p/kWh | Green unit charge p/kWh | Fixed charge p/MPAN/day | Capacity charge p/kVA/day | Exceeded Capacity charge p/kVA/day | Reactive power charge p/kVArh
LV Site Specific | 8.181 | 1.813 | 1.163 | 23.42 | 2.5 | 3.69 | 0.235 | [9 empty] | Unmetered Supplies | Black unit charge p/kWh | Yellow unit charge p/kWh | Green unit charge p/kWh | n/a | n/a | n/a | n/a
[17 empty] | LV Generation Aggregated | Red unit charge p/kWh | Amber unit charge p/kWh | Green unit charge p/kWh | Fixed charge p/MPAN/day | n/a | n/a | n/a
Tariff components | Red unit charge p/kWh | Amber unit charge p/kWh | Green unit charge p/kWh | Number of days in consumption period i.e. 365 if one year | Maximum import or export capacity kVA | Average daily exceeded capacity kVA | Excess reactive units kVArh | Tariff components | Import super red kWh | Number of days in consumption period i.e. 365 if one year | Maximum import capacity kVA | Average daily exceeded capacity kVA | Export Super Red kWh | Number of days in consumption period i.e. 365 if one year | Maximum export capacity kVA | Average daily exceeded capacity kVA | LV Sub Generation Aggregated | Red unit charge p/kWh | Amber unit charge p/kWh | Green unit charge p/kWh | Fixed charge p/MPAN/day | n/a | n/a | n/a
Enter current consumption details | [7 empty] | Enter current consumption details | [5 empty] | 0 |  |  | LV Generation Site Specific | Red unit charge p/kWh | Amber unit charge p/kWh | Green unit charge p/kWh | Fixed charge p/MPAN/day | n/a | n/a | Reactive power charge p/kVArh
Enter forecast consumption details (if different) | 0 | 0 | 0 | 0 | 0 | 0 | 0 | Enter forecast consumption details (if different) | 0 | 0 | 0 | 0 | 0 | 0 | 0 | 0 | LV Generation Site Specific no RP charge | Red unit charge p/kWh | Amber unit charge p/kWh | Green unit charge p/kWh | Fixed charge p/MPAN/day | n/a | n/a | n/a
[17 empty] | LV Sub Generation Site Specific | Red unit charge p/kWh | Amber unit charge p/kWh | Green unit charge p/kWh | Fixed charge p/MPAN/day | n/a | n/a | Reactive power charge p/kVArh
Charge components | Unit 1 £ | Unit 2 £ | Unit 3 £ | Fixed charge £ | Capacity charge £ | Exceeded capacity charge £ | Reactive power charge £ | Charge components | Import super red charge £ | Import fixed charge £ | Import capacity charge £ | Import exceeded capacity charge £ | Export super red charge £ | Export fixed charge £ | Export capacity charge £ | Export exceeded capacity charge £ | LV Sub Generation Site Specific no RP charge | Red unit charge p/kWh | Amber unit charge p/kWh | Green unit charge p/kWh | Fixed charge p/MPAN/day | n/a | n/a | n/a
Current consumption period charges | 0 | 0 | 0 | 0 | 0 | 0 | 0 | Current consumption period charges | [8 empty] | HV Generation Site Specific | Red unit charge p/kWh | Amber unit charge p/kWh | Green unit charge p/kWh | Fixed charge p/MPAN/day | n/a | n/a | Reactive power charge p/kVArh
Forecast consumption period charges | 0 | 0 | 0 | 0 | 0 | 0 | 0 | Forecast consumption period charges | [8 empty] | HV Generation Site Specific no RP charge | Red unit charge p/kWh | Amber unit charge p/kWh | Green unit charge p/kWh | Fixed charge p/MPAN/day | n/a | n/a | n/a
| Total charge £ | [7 empty] | Import total charge £ | Export total charge £
Current consumption period charges | 0 | [6 empty] | Current consumption period charges | 0 | 0
Forecast consumption period charges | 0 | [6 empty] | Forecast consumption period charges | 0 | 0
These charges are estimates based on tariff selected and consumption values entered. | [7 empty] | These charges are estimates based on site selected and consumption values entered.
Note:
For the purpose of forecasting the exceeded capacity charge, the input in this calculator uses the average daily exceeded capacity as this reduces the calculators complexity, however as per the Use of System Charging Statement, the exceeded portion of the capacity will be charged at the exceeded capacity charge p/kVA/day rate, based on the difference between the MIC/MEC and the actual capacity used. This will be charged for the full duration of the month in which the breach occurs.”